## Determinands
Program | MeasurandName | MeasurandFullName | MeasurandNumber | Unit | MethodGroupCode | MethodGroepName | Range1 | Range2 | Range3 | ConstError | PropError
AQ1 | Ammonia |  | 2 | µmol/l | NU | Nutrients | 0.05 - 5 | 0.1 - 10 |  | 0.2 | 15
AQ1 | Nitrate |  | 11 | µmol/l | NU | Nutrients | 0.05 - 15 | 0.1 - 25 |  | 0.1 | 7.5
AQ1 | Nitrite |  | 1 | µmol/l | NU | Nutrients | 0.01 - 2 | 0.1 - 5 |  | 0.02 | 5
AQ1 | Phosphate |  | 9 | µmol/l | NU | Nutrients | 0.02 - 5 | 0.1 - 10 |  | 0.04 | 5
AQ1 | Silicate |  | 7 | µmol/l | NU | Nutrients | 0.2 - 20 | 0.2 - 50 |  | 0.2 | 6
AQ1 | TOTAL-N |  | 4 | µmol/l | NU | Nutrients | 2.5 - 25 | 5 - 50 |  | 1.5 | 10
AQ1 | TOTAL-P |  | 5 | µmol/l | NU | Nutrients | 0.05 - 5 | 0.2 - 10 |  | 0.08 | 7.5
AQ1 | TOxN |  | 3 | µmol/l | NU | Nutrients | 0.05 - 15 | 0.1 - 25 |  | 0.08 | 6
AQ1 | Salinity |  | 10 | psu | S | Salinity |  |  |  | 0.02
AQ1 | Salinity indicative |  | 12 | psu | S | Salinity
AQ11 | Chlorophyll-a |  | 1 | µg/l | P | Pigments | 0.1 - 50 |  |  | 0.2 | 17.5
AQ11 | Chlorophyll-b |  | 6 | µg/l | P | Pigments | 0.01 - 10
AQ11 | Chlorophyll-c |  | 7 | µg/l | P | Pigments | 0.02 - 5
AQ11 | Pheopigments |  | 2 | µg/l | P | Pigments | 0.02 - 25 |  |  | 0.1 | 25
AQ11 | Chlorophyll-a (Corr) |  | 21 | µg/l | p | Pigments | 0.1 - 50 |  |  | 0.15 | 17.5
AQ11 | Chlorophyll-a (HPLC) |  | 11 | µg/l | PHPLC | Pigments-HPLC | 0.1 - 50 |  |  | 0.2 | 15
AQ11 | Chlorophyll-b (HPLC) |  | 12 | µg/l | PHPLC | Pigments-HPLC | 0.01 - 10
AQ11 | Chlorophyll-c (HPLC) |  | 13 | µg/l | PHPLC | Pigments-HPLC | 0.02 - 5
AQ12 | Dibutyltin(DBT) |  | 19 | ng Sn/kg | O | Organometals | 1 - 100 |  |  | 0.03 | 25
AQ12 | Diphenyltin(DPhT) |  | 7 | ng Sn/kg | O | Organometals | 1 - 100
AQ12 | Monobutyltin(MBT) |  | 15 | ng Sn/kg | O | Organometals | 1 - 200
AQ12 | Monophenyltin(MPhT) |  | 3 | ng Sn/kg | O | Organometals | 1 - 50
AQ12 | Tributyltin(TBT) |  | 23 | ng Sn/kg | O | Organometals | 1 - 200 |  |  | 0.03 | 25
AQ12 | Triphenyltin(TPhT) |  | 11 | ng Sn/kg | O | Organometals | 1 - 200 |  |  | 0.02 | 25
AQ13 | Acenaphthene |  | 10 | µg/L | PAH | Polycyclic aromatic hydrocarbons | 0.02 - 20 | 0.2 - 5 | 0.5 - 20 | 0.02 | 20
AQ13 | Acenaphthylene |  | 11 | µg/L | PAH | Polycyclic aromatic hydrocarbons | 0.01 - 1 | 0.5 - 10 | 0.5 - 20 | 0.07 | 20
AQ13 | Anthracene |  | 9 | µg/L | PAH | Polycyclic aromatic hydrocarbons | 0.2 - 20 | 0.05 - 2 | 0.5 - 10 | 0.05 | 20
AQ13 | Benzo[a]anthracene |  | 15 | µg/L | PAH | Polycyclic aromatic hydrocarbons | 0.1 - 10 | 0.001 - 0.1 | 0.01 - 0.5 | 0.01 | 25
AQ13 | Benzo[a]pyrene |  | 6 | µg/L | PAH | Polycyclic aromatic hydrocarbons | 0.1 - 10 | 0.001 - 0.1 | 0.01 - 5 | 0.01 | 25
AQ13 | Benzo[b]fluoranthene |  | 5 | µg/L | PAH | Polycyclic aromatic hydrocarbons | 0.1 - 10 | 0.001 - 0.1 | 0.01 - 5 | 0.01 | 25
AQ13 | Benzo[e]pyrene |  | 16 | µg/L | PAH | Polycyclic aromatic hydrocarbons | 0.1 - 10 | 0.001 - 0.1 | 0.01 - 5
AQ13 | Benzo[k]fluoranthene |  | 8 | µg/L | PAH | Polycyclic aromatic hydrocarbons | 0.1 - 10 | 0.001 - 0.1 | 0.01 - 5 | 0.01 | 25
AQ13 | Benzo[g,h,i]perylene |  | 3 | µg/L | PAH | Polycyclic aromatic hydrocarbons | 0.02 - 2 | 0.001 - 0.1 | 0.01 - 5 | 0.01 | 25
AQ13 | Chrysene |  | 17 | µg/L | PAH | Polycyclic aromatic hydrocarbons | 0.1 - 10 | 0.001 - 0.1 | 0.01 - 5 | 0.01 | 25
AQ13 | Dibenzo[ah]anthracene |  | 14 | µg/L | PAH | Polycyclic aromatic hydrocarbons | 0.1 - 10 | 0.001 - 0.1 | 0.01 - 5 | 0.01 | 25
AQ13 | Fluorene |  | 18 | µg/L | PAH | Polycyclic aromatic hydrocarbons | 0.1 - 10 | 0.001 - 0.1 | 0.01 - 5 | 0.01 | 20
AQ13 | Fluoranthene |  | 4 | µg/L | PAH | Polycyclic aromatic hydrocarbons | 0.4 - 40 | 0.05 - 2 | 0.1 - 10 | 0.01 | 25
AQ13 | Indeno[1,2,3-cd]pyrene |  | 1 | µg/L | PAH | Polycyclic aromatic hydrocarbons | 0.2 - 40 | 0.02 - 1 | 0.1 - 5 | 0.01 | 25
AQ13 | Naphthalene |  | 7 | µg/L | PAH | Polycyclic aromatic hydrocarbons | 0.1 - 10 | 0.5 - 10 | 1 - 50 | 0.1 | 22.5
AQ13 | Phenanthrene |  | 2 | µg/L | PAH | Polycyclic aromatic hydrocarbons | 0.2 - 50 | 0.05 - 2 | 0.5 - 10 | 0.1 | 17.5
AQ13 | Pyrene |  | 13 | µg/L | PAH | Polycyclic aromatic hydrocarbons | 0.1 - 10 | 0.001 - 0.1 | 0.01 - 0.5 | 0.01 | 25
AQ13 | Total petroleum hydrocarbons |  | 12 | µg/L | PAH | Polycyclic aromatic hydrocarbons | 0.1 - 10 | 0.001 - 0.1 | 0.01 - 5
AQ14 | DOC |  | 1 | C mg/L | NU | Dissolved Organic Carbon | 0.5 - 20 |  |  | 0.25 | 6
AQ15 | Dissolved Inorganic Carbon | Dissolved inorganic carbon | 4 | µmol/kg | OA | Ocean acidification | 10 - 5000 |  |  | 10
AQ15 | Total Alkalinity | Total alkalinity | 5 | µmol/kg | OA | Ocean acidification | 100 - 5000 |  |  | 10
AQ15 | pH | pH | 3 | - | OA | Ocean acidification |  |  |  | 0.04
AQ2 | Ammonia |  | 2 | µmol/l | NU | Nutrients | 2 - 50 | 0.2 - 5 |  | 0.25 | 10
AQ2 | Nitrate |  | 10 | µmol/l | NU | Nutrients | 10 - 100 | 0.01 - 15 |  | 0.1 | 7.5
AQ2 | Nitrite |  | 1 | µmol/l | NU | Nutrients | 0.5 - 25 | 0.002 - 2 |  | 0.02 | 5
AQ2 | Phosphate |  | 7 | µmol/l | NU | Nutrients | 1 - 15 | 0.01 - 5 |  | 0.04 | 4
AQ2 | Silicate |  | 6 | µmol/l | NU | Nutrients | 5 - 100 | 0.2 - 40 |  | 0.2 | 5
AQ2 | TOTAL-N |  | 4 | µmol/l | NU | Nutrients | 10 - 200 | 0.5 - 40 |  | 1.5 | 5
AQ2 | TOTAL-P |  | 5 | µmol/l | NU | Nutrients | 1 - 20 | 0.02 - 2 |  | 0.07 | 5
AQ2 | TOxN |  | 3 | µmol/l | NU | Nutrients | 10 - 100 | 0.01 - 15 |  | 0.07 | 5
AQ2 | Salinity |  | 9 | psu | S | Salinity |  |  |  | 0.02
AQ2 | Salinity indicative |  | 11 | psu | S | Salinity
AQ3 | Arsenic |  | 7 | µg/l | MET | Metals | 0.2 - 15 | 0.05 - 10 |  | 0.5 | 7.5
AQ3 | Boron |  | 12 | µg/l | MET | Metals | 200 - 5000 | 1000 - 5000 |  | 75 | 10
AQ3 | Cadmium |  | 2 | µg/l | MET | Metals | 0.05 - 1 | 0.001 - 1 |  | 0.025 | 10
AQ3 | Chromium |  | 8 | µg/l | MET | Metals | 0.5 - 10 | 0.01 - 10 |  | 0.15 | 10
AQ3 | Cobalt |  | 4 | µg/l | MET | Metals | 0.01 - 5 | 0.001 - 1 |  | 0.03 | 10
AQ3 | Copper |  | 1 | µg/l | MET | Metals | 0.2 - 10 | 0.05 - 10 |  | 0.4 | 10
AQ3 | Iron |  | 5 | µg/l | MET | Metals | 0.2 - 10 | 0.05 - 10 |  | 1.2 | 10
AQ3 | Lead |  | 3 | µg/l | MET | Metals | 0.01 - 20 | 0.0002 - 15 |  | 0.06 | 10
AQ3 | Magnesium |  | 17 | mg/l | MET | Metals | 100 - 50000 | 100 - 50000 |  | 1 | 6
AQ3 | Manganese |  | 6 | µg/l | MET | Metals | 0.1 - 10 | 0.02 - 10 |  | 0.15 | 10
AQ3 | Nickel |  | 9 | µg/l | MET | Metals | 0.1 - 40 | 0.2 - 40 |  | 0.15 | 10
AQ3 | Silver |  | 11 | µg/l | MET | Metals | 0.1 - 2 | 0.02 - 2 |  | 0.05 | 10
AQ3 | Strontium |  | 18 | mg/l | MET | Metals | 100 - 10000 | 100 - 10000 |  | 0.01 | 7.5
AQ3 | Thallium |  | 15 | µg/l | MET | Metals | 0.01 - 2 | 0.001 - 0.5
AQ3 | Tin |  | 14 | µg/l | MET | Metals | 0.1 - 5 | 0.02 - 5 |  | 0.2 | 12.5
AQ3 | Vanadium |  | 13 | µg/l | MET | Metals | 0.2 - 10 | 0.1 - 10 |  | 0.25 | 7.5
AQ3 | Uranium |  | 16 | µg/l | MET | Metals | 0.01 - 2 | 0.001 - 0.5 |  | 0.1 | 5
AQ3 | Zinc |  | 10 | µg/l | MET | Metals | 0.2 - 25 | 0.5 - 25 |  | 0.75 | 12.5
AQ4 | Mercury |  | 1 | ng/l | MET | Metals | 1 - 5000 | 0.2 - 40 |  | 1.75 | 12.5
AQ5 | a-HCH |  | 1 | ng/l | PO | PCBs&OCP | 2 - 500 | 0.2 - 20 |  | 0.5 | 15
AQ5 | b-HCH |  | 12 | ng/l | PO | PCBs&OCP | 1 - 500 | 0.2 - 20 |  | 0.5 | 20
AQ5 | g-HCH |  | 2 | ng/l | PO | PCBs&OCP | 2 - 500 | 0.5 - 20 |  | 0.5 | 20
AQ5 | d-HCH |  | 22 | ng/l | PO | PCBs&OCP | 2 - 500 | 0.5 - 20 |  | 0.5 | 20
AQ5 | HCB |  | 7 | ng/l | PO | PCBs&OCP | 0.5 - 200 | 0.1 - 10 |  | 0.15 | 25
AQ5 | HCBD |  | 13 | ng/l | PO | PCBs&OCP | 2 - 500 | 0.2 - 20 |  | 0.75 | 25
AQ5 | Aldrin |  | 10 | ng/l | PO | PCBs&OCP | 2 - 1000 | 1 - 20 |  | 0.01 | 25
AQ5 | Dieldrin |  | 3 | ng/l | PO | PCBs&OCP | 2 - 1000 | 1 - 20 |  | 0.75 | 20
AQ5 | Endrin |  | 9 | ng/l | PO | PCBs&OCP | 2 - 1000 | 1 - 20 |  | 0.5 | 25
AQ5 | Isodrin |  | 8 | ng/l | PO | PCBs&OCP | 2 - 1000 | 1 - 20 |  | 0.75 | 25
AQ5 | pp'-DDD |  | 6 | ng/l | PO | PCBs&OCP | 1 - 500 | 0.1 - 10 |  | 0.5 | 25
AQ5 | pp'-DDE |  | 4 | ng/l | PO | PCBs&OCP | 1 - 500 | 0.2 - 10 |  | 0.01 | 25
AQ5 | op'-DDT |  | 11 | ng/l | PO | PCBs&OCP | 1 - 500 | 0.2 - 20 |  | 0.3 | 25
AQ5 | pp'-DDT |  | 5 | ng/l | PO | PCBs&OCP | 1 - 500 | 0.2 - 20 |  | 0.2 | 25
AQ5 | Endosulphan-I |  | 15 | ng/l | PO | PCBs&OCP | 1 - 200 | 0.2 - 10 |  | 0.5 | 25
AQ5 | Endosulphan-II |  | 16 | ng/l | PO | PCBs&OCP | 0.5 - 200 | 0.1 - 10 |  | 0.5 | 25
AQ5 | Pentachlorobenzene |  | 23 | ng/l | PO | PCBs&OCP | 2 - 1000 | 0.2 - 10 |  | 0.15 | 25
AQ5 | 1-2-3-TCB |  | 19 | ng/l | PO | PCBs&OCP | 2 - 500 | 1 - 20
AQ5 | 1-2-4-TCB |  | 17 | ng/l | PO | PCBs&OCP | 5 - 1000 | 1 - 20
AQ5 | 1-3-5-TCB |  | 18 | ng/l | PO | PCBs&OCP | 2 - 500 | 0.5 - 20
AQ5 | Trifluralin |  | 14 | ng/l | PO | PCBs&OCP | 2 - 500 | 0.5 - 20 |  | 1.25 | 25
AQ5 | PCB28 |  | 24 | ng/l | PO | PCBs&OCP | 2 - 500 | 0.5 - 20 |  | 0.2 | 25
AQ5 | PCB31 |  | 25 | ng/l | PO | PCBs&OCP | 2 - 500 | 0.5 - 20
AQ5 | PCB52 |  | 26 | ng/l | PO | PCBs&OCP | 2 - 500 | 0.5 - 20 |  | 0.1 | 22.5
AQ5 | PCB101 |  | 27 | ng/l | PO | PCBs&OCP | 2 - 500 | 0.5 - 20 |  | 0.25 | 25
AQ5 | PCB105 |  | 28 | ng/l | PO | PCBs&OCP | 2 - 500 | 0.5 - 20
AQ5 | PCB118 |  | 29 | ng/l | PO | PCBs&OCP | 2 - 500 | 0.5 - 20 |  | 0.5 | 17.5
AQ5 | PCB138 |  | 30 | ng/l | PO | PCBs&OCP | 2 - 500 | 0.5 - 20 |  | 0.01 | 25
AQ5 | PCB138+PCB163 |  | 31 | ng/l | PO | PCBs&OCP | 2 - 500 | 0.5 - 20
AQ5 | PCB153 |  | 32 | ng/l | PO | PCBs&OCP | 2 - 500 | 0.5 - 20 |  | 0.5 | 22.5
AQ5 | PCB156 |  | 33 | ng/l | PO | PCBs&OCP | 2 - 500 | 0.5 - 20
AQ5 | PCB180 |  | 34 | ng/l | PO | PCBs&OCP | 2 - 500 | 0.5 - 20 |  | 0.25 | 25
AQ5 | Heptachlor |  | 36 | ng/l | PO | PCBs&OCP | 2 - 500 | 0.5 - 20
AQ5 | Heptachlorepoxide |  | 37 | ng/l | PO | PCBs&OCP | 2 - 500 | 0.5 - 20
AQ6 | Benzene |  | 9 | µg/L | VOC | VOCs | 0.2 - 50 |  |  | 0.15 | 12.5
AQ6 | Carbon-tetrachloride |  | 1 | µg/L | VOC | VOCs | 0.2 - 10 |  |  | 0.1 | 20
AQ6 | Chlorobenzene |  | 21 | µg/L | VOC | VOCs | 0.1 - 10
AQ6 | Chloroform |  | 6 | µg/L | VOC | VOCs | 0.5 - 20 |  |  | 0.01 | 17.5
AQ6 | 2-chlorotoluene |  | 11 | µg/L | VOC | VOCs | 0.1 - 10
AQ6 | 4-chlorotoluene |  | 12 | µg/L | VOC | VOCs | 0.1 - 10
AQ6 | 1,2-dichlorobenzene |  | 16 | µg/L | VOC | VOCs | 0.1 - 10
AQ6 | 1,3-dichlorobenzene |  | 17 | µg/L | VOC | VOCs | 0.1 - 10
AQ6 | 1,4-dichlorobenzene |  | 18 | µg/L | VOC | VOCs | 0.1 - 10
AQ6 | 1,1-dichloroethane |  | 13 | µg/L | VOC | VOCs | 0.1 - 10 |  |  | 0.01 | 17.5
AQ6 | 1-2-dichloroethane |  | 3 | µg/L | VOC | VOCs | 0.2 - 20 |  |  | 0.05 | 17.5
AQ6 | 1,1-dichloroethene |  | 14 | µg/L | VOC | VOCs | 0.1 - 10
AQ6 | cis-1,2-dichloroethene |  | 22 | µg/L | VOC | VOCs | 0.1 - 10 |  |  | 0.05 | 20
AQ6 | trans-1,2-dichloroethene |  | 23 | µg/L | VOC | VOCs | 0.1 - 10
AQ6 | Dichloromethane |  | 8 | µg/L | VOC | VOCs | 0.2 - 20 |  |  | 0.2 | 17.5
AQ6 | 1,2-dichloropropane |  | 15 | µg/L | VOC | VOCs | 0.1 - 10 |  |  | 0.05 | 15
AQ6 | Ethylbenzene |  | 25 | µg/L | VOC | VOCs | 0.1 - 10
AQ6 | Isopropylbenzene |  | 28 | µg/L | VOC | VOCs | 0.1 - 10
AQ6 | n-Propylbenzene |  | 29 | µg/L | VOC | VOCs | 0.1 - 10
AQ6 | Styrene |  | 10 | µg/L | VOC | VOCs | 0.1 - 50
AQ6 | tert-bytylbenzene |  | 30 | µg/L | VOC | VOCs | 0.1 - 10
AQ6 | 1,1,1,2-tetrachlorethane |  | 20 | µg/L | VOC | VOCs | 0.1 - 10
AQ6 | Tetrachloroethene |  | 4 | µg/L | VOC | VOCs | 0.2 - 10 |  |  | 0.1 | 25
AQ6 | Trichlorethene |  | 5 | µg/L | VOC | VOCs | 0.2 - 10 |  |  | 0.1 | 20
AQ6 | 1-1-1-trichloroethane |  | 2 | µg/L | VOC | VOCs | 0.2 - 10 |  |  | 0.05 | 15
AQ6 | 1-1-2-trichloroethane |  | 7 | µg/L | VOC | VOCs | 1 - 20 |  |  | 0.3 | 10
AQ6 | 1,3,5-trimethylbenzene |  | 19 | µg/L | VOC | VOCs | 0.1 - 10
AQ6 | Toluene |  | 24 | µg/L | VOC | VOCs | 0.1 - 10 |  |  | 0.1 | 12.5
AQ6 | m+p-Xylene |  | 27 | µg/L | VOC | VOCs | 0.1 - 10
AQ6 | o-Xylene |  | 26 | µg/L | VOC | VOCs | 0.1 - 10 |  |  | 0.1 | 15
AQ7 | Pentachlorophenol |  | 1 | ng/l | PO | PCBs&OCP | 20 - 2000 |  |  | 1 | 15
AQ8 | Aclonifen |  | 46 | ng/l | PEST | OPs&Herb | 2 - 2000 | 2 - 200
AQ8 | Alachlor |  | 30 | ng/l | PEST | OPs&Herb | 2 - 2000 | 2 - 200 |  | 1 | 17.5
AQ8 | Atrazine |  | 1 | ng/l | PEST | OPs&Herb | 2 - 2000 | 2 - 200 |  | 0.5 | 17.5
AQ8 | Atrazine-desethyl |  | 21 | ng/l | PEST | OPs&Herb | 2 - 2000 | 2 - 200 |  | 2 | 12.5
AQ8 | Azinphos-ethyl |  | 3 | ng/l | PEST | OPs&Herb | 2 - 2000 | 2 - 200 |  | 5 | 17.5
AQ8 | Azinphos-methyl |  | 2 | ng/l | PEST | OPs&Herb | 2 - 2000 | 2 - 200
AQ8 | Bifenox |  | 45 | ng/l | PEST | OPs&Herb | 2 - 2000 | 2 - 200
AQ8 | Bifenthrin |  | 44 | ng/l | PEST | OPs&Herb | 2 - 2000 | 2 - 200
AQ8 | Chlorfenvinphos |  | 10 | ng/l | PEST | OPs&Herb | 2 - 2000 | 2 - 200 |  | 5 | 20
AQ8 | Chlorpyrifos |  | 28 | ng/l | PEST | OPs&Herb | 2 - 2000 | 2 - 200 |  | 2 | 17.5
AQ8 | Chlotianidin |  | 43 | ng/l | PEST | OPs&Herb | 2 - 2000 | 2 - 200
AQ8 | Coumaphos |  | 11 | ng/l | PEST | OPs&Herb | 2 - 2000 | 2 - 200
AQ8 | Cypermethrin |  | 42 | ng/l | PEST | OPs&Herb | 2 - 2000 | 2 - 200
AQ8 | Deltamethrin |  | 22 | ng/l | PEST | OPs&Herb | 2 - 2000 | 2 - 200
AQ8 | Demeton |  | 16 | ng/l | PEST | OPs&Herb | 2 - 2000 | 2 - 200
AQ8 | Diazinon |  | 12 | ng/l | PEST | OPs&Herb | 2 - 2000 | 2 - 200 |  | 2 | 20
AQ8 | Dichlorvos |  | 9 | ng/l | PEST | OPs&Herb | 2 - 2000 | 2 - 200 |  | 1 | 22.5
AQ8 | Dicofol |  | 41 | ng/l | PEST | OPs&Herb | 2 - 2000 | 2 - 200
AQ8 | Dimethoate |  | 17 | ng/l | PEST | OPs&Herb | 2 - 2000 | 2 - 200 |  | 2.5 | 25
AQ8 | Diuron |  | 27 | ng/l | PEST | OPs&Herb | 2 - 2000 | 2 - 200 |  | 0.5 | 15
AQ8 | Esfenvalerate |  | 40 | ng/l | PEST | OPs&Herb | 2 - 2000 | 2 - 200
AQ8 | Fenchlorophos |  | 13 | ng/l | PEST | OPs&Herb | 2 - 2000 | 2 - 200
AQ8 | Fenitrothion |  | 8 | ng/l | PEST | OPs&Herb | 2 - 2000 | 2 - 200 |  | 5 | 25
AQ8 | Fenthion |  | 4 | ng/l | PEST | OPs&Herb | 2 - 2000 | 2 - 200 |  | 2 | 17.5
AQ8 | Glyphosate |  | 39 | ng/l | PEST | OPs&Herb | 2 - 2000 | 2 - 200
AQ8 | Imidacloprid |  | 38 | ng/l | PEST | OPs&Herb | 2 - 2000 | 2 - 200
AQ8 | Irgarol-1051 |  | 20 | ng/l | PEST | OPs&Herb | 2 - 2000 | 2 - 200 |  | 3 | 10
AQ8 | Isoproturon |  | 29 | ng/l | PEST | OPs&Herb | 2 - 2000 | 2 - 200 |  | 0.5 | 12.5
AQ8 | Malathion |  | 5 | ng/l | PEST | OPs&Herb | 2 - 2000 | 2 - 200 |  | 2.5 | 15
AQ8 | Nicosulfuron |  | 37 | ng/l | PEST | OPs&Herb | 2 - 2000 | 2 - 200
AQ8 | Omethoate |  | 18 | ng/l | PEST | OPs&Herb | 2 - 2000 | 2 - 200
AQ8 | Parathion-ethyl |  | 6 | ng/l | PEST | OPs&Herb | 2 - 2000 | 2 - 200 |  | 2 | 25
AQ8 | Parathion-methyl |  | 7 | ng/l | PEST | OPs&Herb | 2 - 2000 | 2 - 200 |  | 5 | 25
AQ8 | Permethrin |  | 36 | ng/l | PEST | OPs&Herb | 2 - 2000 | 2 - 200
AQ8 | Quinoxyfen |  | 35 | ng/l | PEST | OPs&Herb | 2 - 2000 | 2 - 200
AQ8 | Simazine |  | 15 | ng/l | PEST | OPs&Herb | 2 - 2000 | 2 - 200 |  | 0.5 | 15
AQ8 | Terbutryn |  | 34 | ng/l | PEST | OPs&Herb | 2 - 2000 | 2 - 200 |  | 0.5 | 17.5
AQ8 | Terbuthylazine |  | 24 | ng/l | PEST | OPs&Herb | 2 - 2000 | 2 - 200 |  | 0.5 | 15
AQ8 | Thiacloprid |  | 33 | ng/l | PEST | OPs&Herb | 2 - 2000 | 2 - 200
AQ8 | Thiamethoxam |  | 32 | ng/l | PEST | OPs&Herb | 2 - 2000 | 2 - 200
AQ8 | Triazophos |  | 19 | ng/l | PEST | OPs&Herb | 2 - 2000 | 2 - 200
AQ8 | Triclosan |  | 31 | ng/l | PEST | OPs&Herb | 2 - 2000 | 2 - 200
BE1 | Average Shell height |  | 1 | mm | IMP | Imposex |  |  |  | 0.1 | 5
BE1 | Females with imposex |  | 2 | - | IMP | Imposex |  |  |  | 0.5 | 25
BE1 | Female-male ratio |  | 3 | - | IMP | Imposex |  |  |  | 0.2 | 12.5
BE1 | Average penis length females |  | 4 | mm | IMP | Imposex |  |  |  | 0.01 | 25
BE1 | Average penis length males |  | 5 | mm | IMP | Imposex |  |  |  | 0.01 | 12.5
BE1 | RPSI (x100) |  | 6 | - | IMP | Imposex |  |  |  | 0.001 | 25
BE1 | VDSI |  | 7 | - | IMP | Imposex |  |  |  | 0.01 | 25
BT1 | Aluminium |  | 6 | mg/kg | MET | Metals | 1 - 100 | 0.5 - 10 | 2 - 100 | 0.6 | 25
BT1 | Antimony |  | 54 | µg/kg | MET | Metals
BT1 | Arsenic |  | 16 | mg/kg | MET | Metals | 1 - 5 | 1 - 10 | 0.2 - 10 | 0.02 | 10
BT1 | Barium |  | 57 | µg/kg | MET | Metals | 2 - 500 | 5 - 500 | 100 - 10000 | 5 | 15
BT1 | Beryllium |  | 39 | µg/kg | MET | Metals
BT1 | Bismuth |  | 66 | µg/kg | MET | Metals
BT1 | Cadmium |  | 5 | µg/kg | MET | Metals | 5 - 1000 | 0.5 - 50 | 10 - 500 | 2 | 10
BT1 | Calcium |  | 45 | mg/kg | MET | Metals | 20 - 1000 | 50 - 5000 | 50 - 2000 | 15 | 12.5
BT1 | Cerium |  | 59 | µg/kg | MET | Metals
BT1 | Cesium |  | 56 | µg/kg | MET | Metals
BT1 | Chromium |  | 17 | µg/kg | MET | Metals | 20 - 1000 | 25 - 500 | 10 - 5000 | 20 | 17.5
BT1 | Cobalt |  | 9 | µg/kg | MET | Metals | 10 - 500 | 1 - 100 | 10 - 500 | 1 | 10
BT1 | Copper |  | 3 | µg/kg | MET | Metals | 200 - 10000 | 100 - 1500 | 50 - 10000 | 40 | 10
BT1 | Gallium |  | 47 | µg/kg | MET | Metals
BT1 | Gold |  | 64 | µg/kg | MET | Metals
BT1 | Iron |  | 10 | mg/kg | MET | Metals | 10 - 500 | 2.5 - 200 | 5 - 200 | 1 | 12.5
BT1 | Lanthanum |  | 58 | µg/kg | MET | Metals
BT1 | Lead |  | 7 | µg/kg | MET | Metals | 10 - 1000 | 2.5 - 50 | 10 - 1000 | 5 | 10
BT1 | Lithium |  | 12 | µg/kg | MET | Metals
BT1 | Magnesium |  | 41 | mg/kg | MET | Metals | 20 - 1000 | 50 - 1000 | 100 - 2000 | 12.5 | 7.5
BT1 | Manganese |  | 11 | µg/kg | MET | Metals | 200 - 5000 | 50 - 5000 | 500 - 10000 | 25 | 12.5
BT1 | Mercury |  | 1 | µg/kg | MET | Metals | 20 - 100 | 10 - 1000 | 2 - 500 | 1 | 12.5
BT1 | Methyl. Mercury |  | 38 | µg/kg | MET | Metals
BT1 | Molybdene |  | 52 | µg/kg | MET | Metals | 20 - 500 | 2 - 200 | 10 - 500 | 1 | 15
BT1 | Neodymium |  | 60 | µg/kg | MET | Metals
BT1 | Nickel |  | 19 | µg/kg | MET | Metals | 20 - 1000 | 10 - 200 | 10 - 2000 | 15 | 12.5
BT1 | Palladium |  | 53 | µg/kg | MET | Metals
BT1 | Phosphorus |  | 42 | mg/kg | MET | Metals | 2000 - 3000 | 2000 - 5000 | 2000 - 50000
BT1 | Platinum |  | 63 | µg/kg | MET | Metals
BT1 | Potassium |  | 44 | mg/kg | MET | Metals | 500 - 5000 | 500 - 50000 | 500 - 5000 | 50 | 7.5
BT1 | Rubidium |  | 48 | µg/kg | MET | Metals
BT1 | Scandium |  | 13 | µg/kg | MET | Metals
BT1 | Selenium |  | 14 | µg/kg | MET | Metals | 200 - 5000 | 50 - 2000 | 200 - 1000 | 30 | 12.5
BT1 | Silver |  | 31 | µg/kg | MET | Metals | 20 - 1000 | 0.5 - 50 | 1 - 500 | 1 | 12.5
BT1 | Sodium |  | 40 | mg/kg | MET | Metals | 200 - 5000 | 200 - 5000 | 1000 - 10000 | 0.01 | 10
BT1 | Strontium |  | 49 | µg/kg | MET | Metals
BT1 | Sulfur |  | 43 | mg/kg | MET | Metals
BT1 | Tantalum |  | 61 | µg/kg | MET | Metals
BT1 | Tellurium |  | 55 | µg/kg | MET | Metals
BT1 | Thallium |  | 65 | µg/kg | MET | Metals
BT1 | Thorium |  | 68 | µg/kg | MET | Metals
BT1 | Tin |  | 35 | µg/kg | MET | Metals | 10 - 1000 | 10 - 1000 | 10 - 1000
BT1 | Titanium |  | 46 | µg/kg | MET | Metals | 50 - 2000 | 50 - 2000 | 50 - 2000
BT1 | Tungsten |  | 62 | µg/kg | MET | Metals
BT1 | Uranium |  | 67 | µg/kg | MET | Metals | 0.2 - 50 | 0.2 - 50 | 2 - 100 | 0.4 | 7.5
BT1 | Vanadium |  | 34 | µg/kg | MET | Metals | 5 - 200 | 2 - 200 | 2 - 200 | 1 | 17.5
BT1 | Yttrium |  | 50 | µg/kg | MET | Metals
BT1 | Zinc |  | 21 | mg/kg | MET | Metals | 10 - 50 | 2 - 20 | 2 - 200 | 0.4 | 10
BT1 | Zirconium |  | 51 | µg/kg | MET | Metals
BT1 | Ash-Weight |  | 32 | % | W | Weight
BT1 | Dry-weight |  | 8 | % | W | Weight |  |  |  | 0.25 | 3
BT1 | Extractable-Lipid |  | 37 | % | L | Lipids
BT1 | Total-Lipid |  | 36 | % | L | Lipids |  |  |  | 0.4 | 7.5
BT10 | n-PFOS |  | 1 | µg/kg | P | Perfluorinated alkyl substances | 0.1 - 1000 |  |  | 0.15 | 25
BT10 | total-PFOS |  | 20 | µg/kg | P | Perfluorinated alkyl substances | 0.1 - 1000 |  |  | 0.5 | 12.5
BT10 | PFOSA |  | 2 | µg/kg | P | Perfluorinated alkyl substances | 0.01 - 50 |  |  | 0.15 | 20
BT10 | PFDS |  | 3 | µg/kg | P | Perfluorinated alkyl substances
BT10 | PFBA |  | 4 | µg/kg | P | Perfluorinated alkyl substances | 0.01 - 2
BT10 | PFPeA |  | 6 | µg/kg | P | Perfluorinated alkyl substances | 0.01 - 2
BT10 | PFHxA |  | 7 | µg/kg | P | Perfluorinated alkyl substances | 0.01 - 2
BT10 | PFHpA |  | 8 | µg/kg | P | Perfluorinated alkyl substances | 0.01 - 2
BT10 | PFOA |  | 9 | µg/kg | P | Perfluorinated alkyl substances | 0.01 - 5 |  |  | 0.01 | 17.5
BT10 | PFNA |  | 10 | µg/kg | P | Perfluorinated alkyl substances | 0.01 - 5 |  |  | 0.05 | 15
BT10 | PFDA |  | 11 | µg/kg | P | Perfluorinated alkyl substances | 0.01 - 10 |  |  | 0.1 | 15
BT10 | PFUnDA |  | 12 | µg/kg | P | Perfluorinated alkyl substances | 0.01 - 10 |  |  | 0.15 | 15
BT10 | PFDoA |  | 13 | µg/kg | P | Perfluorinated alkyl substances | 0.01 - 5 |  |  | 0.1 | 20
BT10 | PFTrDA |  | 14 | µg/kg | P | Perfluorinated alkyl substances | 0.01 - 5
BT10 | PFTeDA |  | 15 | µg/kg | P | Perfluorinated alkyl substances | 0.01 - 5
BT10 | n-PFBS |  | 16 | µg/kg | P | Perfluorinated alkyl substances | 0.01 - 10
BT10 | total-PFBS |  | 27 | µg/kg | P | Perfluorinated alkyl substances | 0.01 - 10
BT10 | n-PFHxS |  | 17 | µg/kg | P | Perfluorinated alkyl substances | 0.01 - 5 |  |  | 0.05 | 15
BT10 | total-PFHxS |  | 28 | µg/kg | P | Perfluorinated alkyl substances | 0.01 - 5
BT10 | n-PFHps |  | 18 | µg/kg | P | Perfluorinated alkyl substances | 0.01 - 5
BT10 | total-PFHpS |  | 29 | µg/kg | P | Perfluorinated alkyl substances | 0.01 - 5
BT10 | PFODA |  | 19 | µg/kg | P | Perfluorinated alkyl substances
BT10 | PFBSA |  | 23 | µg/kg | P | Perfluorinated alkyl substances
BT10 | PFHxSA |  | 24 | µg/kg | P | Perfluorinated alkyl substances
BT10 | NMeFOSAA |  | 25 | µg/kg | P | Perfluorinated alkyl substances
BT10 | NEtFOSAA |  | 26 | µg/kg | P | Perfluorinated alkyl substances
BT10 | GenX |  | 21 | µg/kg | P | Perfluorinated alkyl substances
BT10 | F-53B |  | 22 | µg/kg | P | Perfluorinated alkyl substances
BT11 | AZA-1 |  | 9 | µg/kg | T | Toxins(SF) | 0.5 - 1500 |  |  | 1.5 | 20
BT11 | AZA-2 |  | 10 | µg/kg | T | Toxins(SF) | 0.5 - 500 |  |  | 1 | 20
BT11 | AZA-3 |  | 11 | µg/kg | T | Toxins(SF) | 0.5 - 500 |  |  | 1.5 | 20
BT11 | AZA-total |  | 12 | µg AZA eq./kg | T | Toxins(SF) | 0.5 - 5000 |  |  | 5 | 17.5
BT11 | Free-DTX1 |  | 2 | µg/kg | T | Toxins(SF) | 0.2 - 500 |  |  | 1 | 20
BT11 | Free-DTX2 |  | 3 | µg/kg | T | Toxins(SF) | 0.5 - 1000 |  |  | 1.25 | 20
BT11 | free-Okadaic-Acid |  | 1 | µg/kg | T | Toxins(SF) | 0.5 - 500 |  |  | 2.5 | 20
BT11 | Total-free-OA+DTX1+DTX2 |  | 4 | µg OA eq./kg | T | Toxins(SF) | 0.5 - 1000 |  |  | 5 | 20
BT11 | Total-DTX1 |  | 6 | µg/kg | T | Toxins(SF) | 0.5 - 1000 |  |  | 1.5 | 25
BT11 | Total-DTX2 |  | 7 | µg/kg | T | Toxins(SF) | 0.5 - 1000 |  |  | 3 | 20
BT11 | Total-Okadaic-Acid |  | 5 | µg/kg | T | Toxins(SF) | 0.5 - 500 |  |  | 5 | 20
BT11 | Total-hy-OA+DTX1+DTX2 |  | 8 | µg OA eq./kg | T | Toxins(SF) | 0.5 - 1000 |  |  | 8 | 20
BT11 | PTX-1 |  | 13 | µg/kg | T | Toxins(SF) | 0.5 - 20
BT11 | PTX-2 |  | 14 | µg/kg | T | Toxins(SF) | 0.2 - 50
BT11 | Total OA group + PTX group |  | 15 | µg OA eq./kg | T | Toxins(SF) | 0.5 - 1000 |  |  | 10 | 17.5
BT11 | YTX |  | 16 | mg/kg | T | Toxins(SF) | 0.01 - 2 |  |  | 0.01 | 22.5
BT11 | homo-YTX |  | 17 | mg/kg | T | Toxins(SF) | 0.5 - 5 |  |  | 0.01 | 22.5
BT11 | 45-OH-homo-YTX |  | 18 | mg/kg | T | Toxins(SF) | 0.5 - 5 |  |  | 0.05 | 25
BT11 | 45-OH-YTX |  | 19 | mg/kg | T | Toxins(SF) | 0.02 - 2 |  |  | 0.02 | 25
BT11 | Total-YTX |  | 20 | mg YTX eq./kg | T | Toxins(SF) | 0.01 - 10 |  |  | 0.02 | 20
BT12 | 11-OH-STX |  | 19 | µmol/kg | T | Toxins(SF)
BT12 | C1 |  | 9 | µmol/kg | T | Toxins(SF) | 0.01 - 5 |  |  | 0.05 | 25
BT12 | C-1,2 |  | 23 | µmol/kg | T | Toxins(SF) | 0.01 - 5 |  |  | 0.25 | 25
BT12 | C2 |  | 11 | µmol/kg | T | Toxins(SF) | 0.01 - 1 |  |  | 0.2 | 25
BT12 | C3 |  | 10 | µmol/kg | T | Toxins(SF)
BT12 | C-3,4 |  | 24 | µmol/kg | T | Toxins(SF)
BT12 | C4 |  | 12 | µmol/kg | T | Toxins(SF)
BT12 | dc-GTX1 |  | 17 | µmol/kg | T | Toxins(SF)
BT12 | dc-GTX-1,4 |  | 26 | µmol/kg | T | Toxins(SF)
BT12 | dc-GTX2 |  | 15 | µmol/kg | T | Toxins(SF) | 0.01 - 1 |  |  | 0.15 | 25
BT12 | dc-GTX-2,3 |  | 25 | µmol/kg | T | Toxins(SF) |  |  |  | 0.1 | 25
BT12 | dc-GTX3 |  | 16 | µmol/kg | T | Toxins(SF) |  |  |  | 0.02 | 25
BT12 | dc-GTX4 |  | 18 | µmol/kg | T | Toxins(SF)
BT12 | dc-NEO |  | 14 | µmol/kg | T | Toxins(SF) | 0.01 - 2
BT12 | dc-STX |  | 13 | µmol/kg | T | Toxins(SF) | 0.01 - 5 |  |  | 0.05 | 25
BT12 | GTX-1 |  | 3 | µmol/kg | T | Toxins(SF) | 0.01 - 1 |  |  | 0.15 | 12.5
BT12 | GTX-2 |  | 4 | µmol/kg | T | Toxins(SF) | 0.01 - 10 |  |  | 0.2 | 20
BT12 | GTX-3 |  | 5 | µmol/kg | T | Toxins(SF) | 0.01 - 2 |  |  | 0.04 | 17.5
BT12 | GTX-4 |  | 6 | µmol/kg | T | Toxins(SF) | 0.02 - 1
BT12 | GTX-5 |  | 7 | µmol/kg | T | Toxins(SF) | 0.05 - 10 |  |  | 0.04 | 25
BT12 | GTX-6 |  | 8 | µmol/kg | T | Toxins(SF)
BT12 | NEO |  | 2 | µmol/kg | T | Toxins(SF)
BT12 | STX |  | 1 | µmol/kg | T | Toxins(SF) | 0.05 - 5 |  |  | 0.1 | 20
BT12 | Total toxicity |  | 20 | µgSTXdiHCleq./kg | T | Toxins(SF) | 50 - 3000 |  |  | 65 | 25
BT12 | GTX-2,3 |  | 21 | µmol/kg | T | Toxins(SF) | 0.05 - 10 |  |  | 0.01 | 25
BT12 | GTX-1,4 |  | 22 | µmol/kg | T | Toxins(SF) | 0.01 - 2
BT13 | Tetrodotoxin | tetrodotoxin | 1 | µg/kg | TTX | Tetrodotoxin in shellfish | 5 - 200
BT2 | PCB11 |  | 54 | µg/kg | CO | Chlorinated organics
BT2 | PCB28 |  | 19 | µg/kg | CO | Chlorinated organics | 0.5 - 50 | 0.05 - 5 | 0.05 - 5 | 0.02 | 25
BT2 | PCB28+PCB31 |  | 53 | (µg/kg) | CO | Chlorinated organics
BT2 | PCB31 |  | 28 | µg/kg | CO | Chlorinated organics | 0.2 - 10 | 0.03 - 3 | 0.03 - 3 | 0.04 | 25
BT2 | PCB52 |  | 20 | µg/kg | CO | Chlorinated organics | 1 - 100 | 0.05 - 20 | 0.05 - 5 | 0.1 | 17.5
BT2 | PCB99 |  | 44 | (µg/kg) | CO | Chlorinated organics
BT2 | PCB101 |  | 21 | µg/kg | CO | Chlorinated organics | 5 - 300 | 0.1 - 50 | 0.1 - 20 | 0.15 | 15
BT2 | PCB105 |  | 22 | µg/kg | CO | Chlorinated organics | 2 - 100 | 0.05 - 10 | 0.05 - 10 | 0.05 | 17.5
BT2 | PCB107 |  | 45 | (µg/kg) | CO | Chlorinated organics
BT2 | PCB108 |  | 46 | (µg/kg) | CO | Chlorinated organics
BT2 | PCB109 |  | 47 | (µg/kg) | CO | Chlorinated organics
BT2 | PCB110 |  | 48 | (µg/kg) | CO | Chlorinated organics
BT2 | PCB111 |  | 49 | (µg/kg | CO | Chlorinated organics
BT2 | PCB112 |  | 50 | (µg/kg) | CO | Chlorinated organics
BT2 | PCB113 |  | 51 | (µg/kg) | CO | Chlorinated organics
BT2 | PCB114 |  | 52 | (µg/kg) | CO | Chlorinated organics
BT2 | PCB118 |  | 23 | µg/kg | CO | Chlorinated organics | 5 - 300 | 0.2 - 30 | 0.2 - 20 | 0.1 | 15
BT2 | PCB128 |  | 43 | (µg/kg) | CO | Chlorinated organics
BT2 | PCB138 |  | 30 | µg/kg | CO | Chlorinated organics | 10 - 600 | 0.3 - 70 | 0.3 - 30 | 0.1 | 17.5
BT2 | PCB138+PCB163 |  | 24 | µg/kg | CO | Chlorinated organics | 10 - 600 | 0.3 - 70 | 0.3 - 30 | 0.02 | 15
BT2 | PCB153 |  | 25 | µg/kg | CO | Chlorinated organics | 20 - 1000 | 0.4 - 100 | 0.4 - 40 | 0.1 | 17.5
BT2 | PCB156 |  | 26 | µg/kg | CO | Chlorinated organics | 0.5 - 40 | 0.03 - 10 | 0.03 - 10 | 0.05 | 17.5
BT2 | PCB170 |  | 42 | (µg/kg) | CO | Chlorinated organics
BT2 | PCB180 |  | 27 | µg/kg | CO | Chlorinated organics | 2 - 200 | 0.05 - 20 | 0.05 - 5 | 0.03 | 17.5
BT2 | PCB183 |  | 41 | (µg/kg) | CO | Chlorinated organics
BT2 | PCB187 |  | 40 | (µg/kg) | CO | Chlorinated organics
BT2 | PCB194 |  | 39 | (µg/kg) | CO | Chlorinated organics
BT2 | PCB203 |  | 38 | (µg/kg) | CO | Chlorinated organics
BT2 | PCB209 |  | 37 | (µg/kg) | CO | Chlorinated organics
BT2 | cis-chlordane |  | 33 | (µg/kg) | CO | Chlorinated organics
BT2 | trans-chlordane |  | 34 | (µg/kg) | CO | Chlorinated organics
BT2 | Oxychlordane |  | 35 | (µg/kg) | CO | Chlorinated organics
BT2 | Dicofol |  | 36 | (µg/kg) | CO | Chlorinated organics
BT2 | op'-DDT |  | 15 | µg/kg | CO | Chlorinated organics | 0.1 - 2 | 0.01 - 1 | 0.01 - 1
BT2 | pp'-DDE |  | 5 | µg/kg | CO | Chlorinated organics | 10 - 500 | 0.3 - 30 | 0.3 - 30 | 0.1 | 20
BT2 | pp'-DDT |  | 6 | µg/kg | CO | Chlorinated organics | 0.1 - 10 | 0.1 - 10 | 0.1 - 10
BT2 | pp'-DDD |  | 7 | µg/kg | CO | Chlorinated organics | 0.05 - 100 | 0.1 - 10 | 0.1 - 10 | 0.01 | 25
BT2 | Dieldrin |  | 4 | µg/kg | CO | Chlorinated organics | 0.5 - 100 | 0.2 - 20 | 0.2 - 20 | 0.05 | 17.5
BT2 | HCB |  | 8 | µg/kg | CO | Chlorinated organics | 1 - 50 | 0.02 - 5 | 0.02 - 5 | 0.05 | 22.5
BT2 | HCBD |  | 17 | µg/kg | CO | Chlorinated organics | 0.05 - 5
BT2 | a-HCH |  | 1 | µg/kg | CO | Chlorinated organics | 0.05 - 5 | 0.05 - 5 | 0.05 - 5
BT2 | b-HCH |  | 16 | µg/kg | CO | Chlorinated organics | 0.1 - 5 | 0.05 - 5 | 0.05 - 5 | 0.03 | 25
BT2 | d-HCH |  | 29 | µg/kg | CO | Chlorinated organics | 0.05 - 5 | 0.05 - 5 | 0.05 - 5
BT2 | g-HCH |  | 2 | µg/kg | CO | Chlorinated organics | 0.05 - 5 | 0.05 - 5 | 0.05 - 5
BT2 | Heptachlor |  | 31 | (µg/kg) | CO | Chlorinated organics
BT2 | Heptachlor-epoxide (sum) |  | 32 | (µg/kg) | CO | Chlorinated organics
BT2 | Transnonachlor |  | 3 | µg/kg | CO | Chlorinated organics | 0.05 - 40 | 0.02 - 10 | 0.02 - 10
BT2 | Total-Lipid |  | 9 | % | L | Lipids |  |  |  | 0.4 | 7.5
BT2 | Extractable-Lipid |  | 10 | % | L | Lipids |  |  |  | 0.4 | 5
BT4 | Acenaphthene |  | 54 | µg/kg | PAH | Polycyclic aromatic hydrocarbons | 0.5 - 100 |  |  | 0.5 | 25
BT4 | Acenaphthylene |  | 30 | µg/kg | PAH | Polycyclic aromatic hydrocarbons | 0.2 - 5 |  |  | 0.4 | 25
BT4 | Anthracene |  | 27 | µg/kg | PAH | Polycyclic aromatic hydrocarbons | 0.2 - 10 |  |  | 0.3 | 20
BT4 | Benzo[a]anthracene |  | 17 | µg/kg | PAH | Polycyclic aromatic hydrocarbons | 0.2 - 30 |  |  | 0.15 | 20
BT4 | Benzo[a]fluorene |  | 45 | µg/kg | PAH | Polycyclic aromatic hydrocarbons
BT4 | Benzo[a]pyrene |  | 19 | µg/kg | PAH | Polycyclic aromatic hydrocarbons | 0.2 - 5 |  |  | 0.1 | 25
BT4 | Benzo[b]fluoranthene |  | 18 | µg/kg | PAH | Polycyclic aromatic hydrocarbons | 0.2 - 10 |  |  | 0.25 | 22.5
BT4 | Benzo[e]pyrene |  | 2 | µg/kg | PAH | Polycyclic aromatic hydrocarbons | 0.2 - 10 |  |  | 0.1 | 20
BT4 | Benzo[g,h,i]perylene |  | 15 | µg/kg | PAH | Polycyclic aromatic hydrocarbons | 0.2 - 10 |  |  | 0.15 | 20
BT4 | Benzo[k]fluoranthene |  | 26 | µg/kg | PAH | Polycyclic aromatic hydrocarbons | 0.2 - 10 |  |  | 0.1 | 25
BT4 | Benzofluoranthenes (a+b+j+k) |  | 66 | µg/kg | PAH | Polycyclic aromatic hydrocarbons
BT4 | Chrysene |  | 53 | µg/kg | PAH | Polycyclic aromatic hydrocarbons | 0.2 - 20 |  |  | 0.15 | 22.5
BT4 | Chrysene + Triphenylene |  | 1 | µg/kg | PAH | Polycyclic aromatic hydrocarbons | 0.2 - 20 |  |  | 0.5 | 15
BT4 | Dibenz[ah]anthracene |  | 25 | µg/kg | PAH | Polycyclic aromatic hydrocarbons | 0.2 - 5 |  |  | 0.1 | 17.5
BT4 | Dibenzo[a,i]pyrene |  | 52 | µg/kg | PAH | Polycyclic aromatic hydrocarbons
BT4 | Dibenzothiophene |  | 46 | µg/kg | PAH | Polycyclic aromatic hydrocarbons | 0.2 - 5
BT4 | Fluoranthene |  | 16 | µg/kg | PAH | Polycyclic aromatic hydrocarbons | 5 - 50 |  |  | 0.4 | 20
BT4 | Fluorene |  | 28 | µg/kg | PAH | Polycyclic aromatic hydrocarbons | 1 - 50 |  |  | 0.3 | 25
BT4 | Indeno[1,2,3-cd]pyrene |  | 3 | µg/kg | PAH | Polycyclic aromatic hydrocarbons | 0.2 - 5 |  |  | 0.2 | 25
BT4 | Naphthalene |  | 24 | µg/kg | PAH | Polycyclic aromatic hydrocarbons | 1 - 100 |  |  | 0.06 | 25
BT4 | Perylene |  | 50 | µg/kg | PAH | Polycyclic aromatic hydrocarbons | 0.1 - 5
BT4 | Phenanthrene |  | 13 | µg/kg | PAH | Polycyclic aromatic hydrocarbons | 2 - 50 |  |  | 1 | 25
BT4 | Pyrene |  | 14 | µg/kg | PAH | Polycyclic aromatic hydrocarbons | 1 - 50 |  |  | 0.4 | 20
BT4 | Triphenylene |  | 51 | µg/kg | PAH | Polycyclic aromatic hydrocarbons | 0.1 - 10
BT4 | 1-methylanthracene |  | 69 | µg/kg | PAH | Polycyclic aromatic hydrocarbons
BT4 | 2-methylanthracene |  | 57 | µg/kg | PAH | Polycyclic aromatic hydrocarbons
BT4 | 1-methylnaphtalene |  | 55 | µg/kg | PAH | Polycyclic aromatic hydrocarbons
BT4 | 2-methylnaphtalene |  | 56 | µg/kg | PAH | Polycyclic aromatic hydrocarbons
BT4 | 1-methylphenanthrene |  | 67 | µg/kg | PAH | Polycyclic aromatic hydrocarbons
BT4 | 2-methylphenanthrene |  | 48 | µg/kg | PAH | Polycyclic aromatic hydrocarbons | 0.2 - 20
BT4 | 3-6-dimethylphenanthrene |  | 47 | µg/kg | PAH | Polycyclic aromatic hydrocarbons | 0.2 - 10
BT4 | 1-methylpyrene |  | 49 | µg/kg | PAH | Polycyclic aromatic hydrocarbons
BT4 | 1,2-benzodiphenylen sulfide |  | 68 | µg/kg | PAH | Polycyclic aromatic hydrocarbons
BT4 | C1-phenanthren.+ anthracen. |  | 58 | µg/kg | PAH | Polycyclic aromatic hydrocarbons
BT4 | C2-phenanthren.+ anthracen. |  | 59 | µg/kg | PAH | Polycyclic aromatic hydrocarbons
BT4 | C3-phenanthren.+ anthracen. |  | 60 | µg/kg | PAH | Polycyclic aromatic hydrocarbons
BT4 | C1-pyrenes+fluoranthenes |  | 61 | µg/kg | PAH | Polycyclic aromatic hydrocarbons
BT4 | C2-pyrenes+fluoranthenes |  | 62 | µg/kg | PAH | Polycyclic aromatic hydrocarbons
BT4 | C1-chrysenes |  | 63 | µg/kg | PAH | Polycyclic aromatic hydrocarbons
BT4 | C2-chrysenes |  | 64 | µg/kg | PAH | Polycyclic aromatic hydrocarbons
BT4 | C1-benzofluoranthenes |  | 65 | µg/kg | PAH | Polycyclic aromatic hydrocarbons
BT4 | C1-Dibenzothiophenes |  | 71 | µg/kg | PAH | Polycyclic aromatic hydrocarbons
BT4 | C2-Dibenzothiophenes |  | 72 | µg/kg | PAH | Polycyclic aromatic hydrocarbons
BT4 | C3-Dibenzothiophenes |  | 73 | µg/kg | PAH | Polycyclic aromatic hydrocarbons
BT4 | Total petroleum hydrocarbons |  | 70 | µg/kg | TPH | Total petroleum hydrocarbons | 0.1 - 50
BT4 | Extractable-Lipid |  | 31 | % | L | Lipids
BT4 | Total-Lipid |  | 33 | % | L | Lipids |  |  |  | 0.4 | 7.5
BT7 | Domoic+EpiDomoic |  | 1 | mg/kg | T | Toxins(SF) | 0.2 - 100 |  |  | 0.25 | 10
BT8 | Monobutyltin (MBT) |  | 15 | µg Sn/kg | O | Organometals | 0.5 - 30 |  |  | 0.3 | 25
BT8 | Dibutyltin (DBT) |  | 14 | µg Sn/kg | O | Organometals | 0.1 - 10 |  |  | 0.01 | 25
BT8 | Tributyltin (TBT) |  | 13 | µg Sn/kg | O | Organometals | 0.2 - 50 |  |  | 0.01 | 25
BT8 | Monophenyltin (MPhT) |  | 18 | µg Sn/kg | O | Organometals | 0.1 - 5
BT8 | Diphenyltin (DPhT) |  | 17 | µg Sn/kg | O | Organometals | 0.1 - 5
BT8 | Triphenyltin (TPhT) |  | 16 | µg Sn/kg | O | Organometals | 0.1 - 10
BT9 | BDE28 |  | 1 | µg/kg | B | Brominated Flame Retardants | 0.001 - 1 |  |  | 0.01 | 20
BT9 | BDE47 |  | 2 | µg/kg | B | Brominated Flame Retardants | 0.05 - 40 |  |  | 0.05 | 15
BT9 | BDE49 |  | 18 | µg/kg | B | Brominated Flame Retardants
BT9 | BDE66 |  | 15 | µg/kg | B | Brominated Flame Retardants | 0.01 - 10 |  |  | 0.02 | 20
BT9 | BDE85 |  | 16 | µg/kg | B | Brominated Flame Retardants | 0.01 - 10
BT9 | BDE99 |  | 3 | µg/kg | B | Brominated Flame Retardants | 0.01 - 10 |  |  | 0.02 | 20
BT9 | BDE100 |  | 4 | µg/kg | B | Brominated Flame Retardants | 0.005 - 10 |  |  | 0.02 | 25
BT9 | BDE126 |  | 102 | µg/kg | B | Brominated Flame Retardants
BT9 | BDE153 |  | 5 | µg/kg | B | Brominated Flame Retardants | 0.02 - 2 |  |  | 0.02 | 22.5
BT9 | BDE154 |  | 6 | µg/kg | B | Brominated Flame Retardants | 0.001 - 5 |  |  | 0.01 | 20
BT9 | BDE183 |  | 7 | µg/kg | B | Brominated Flame Retardants | 0.001 - 1 |  |  | 0.03 | 25
BT9 | BDE209 |  | 8 | µg/kg | B | Brominated Flame Retardants | 0.01 - 1
BT9 | TBBP-A |  | 10 | µg/kg | B | Brominated Flame Retardants | 0.001 - 1
BT9 | Dimethyl-TBBP-A |  | 11 | µg/kg | B | Brominated Flame Retardants
BT9 | a-HBCD |  | 12 | µg/kg | B | Brominated Flame Retardants | 0.001 - 1
BT9 | b-HBCD |  | 13 | µg/kg | B | Brominated Flame Retardants | 0.001 - 1
BT9 | g-HBCD |  | 14 | µg/kg | B | Brominated Flame Retardants | 0.001 - 1
BT9 | Total HBCD |  | 9 | µg/kg | B | Brominated Flame Retardants | 0.001 - 1
BT9 | BTBPE |  | 19 | µg/kg | B | Brominated Flame Retardants
BT9 | DBDPE |  | 20 | µg/kg | B | Brominated Flame Retardants
BT9 | HBBz |  | 21 | µg/kg | B | Brominated Flame Retardants
BT9 | EHTBB |  | 103 | µg/kg | B | Brominated Flame Retardants
BT9 | EHTEBP |  | 104 | µg/kg | B | Brominated Flame Retardants
BT9 | Total lipid |  | 101 | (%) | B | Brominated Flame Retardants |  |  |  | 0.4 | 7.5
DE13 | PCB18 |  | 58 | ng/g | OC | Organochlorine analysis |  |  |  | 0.03 | 25
DE13 | PCB28 |  | 3 | ng/g | OC | Organochlorine analysis |  |  |  | 0.03 | 25
DE13 | PCB31 |  | 59 | ng/g | OC | Organochlorine analysis |  |  |  | 0.03 | 25
DE13 | PCB44 |  | 60 | ng/g | OC | Organochlorine analysis |  |  |  | 0.03 | 25
DE13 | PCB52 |  | 4 | ng/g | OC | Organochlorine analysis |  |  |  | 0.03 | 25
DE13 | PCB101 |  | 5 | ng/g | OC | Organochlorine analysis |  |  |  | 0.03 | 25
DE13 | PCB105 |  | 61 | ng/g | OC | Organochlorine analysis |  |  |  | 0.03 | 25
DE13 | PCB118 |  | 6 | ng/g | OC | Organochlorine analysis |  |  |  | 0.03 | 25
DE13 | PCB138 |  | 7 | ng/g | OC | Organochlorine analysis |  |  |  | 0.03 | 25
DE13 | PCB149 |  | 62 | ng/g | OC | Organochlorine analysis |  |  |  | 0.03 | 25
DE13 | PCB153 |  | 8 | ng/g | OC | Organochlorine analysis |  |  |  | 0.03 | 25
DE13 | PCB156 |  | 63 | ng/g | OC | Organochlorine analysis |  |  |  | 0.03 | 25
DE13 | PCB170 |  | 64 | ng/g | OC | Organochlorine analysis |  |  |  | 0.03 | 25
DE13 | PCB180 |  | 9 | ng/g | OC | Organochlorine analysis |  |  |  | 0.03 | 25
DE13 | PCB187 |  | 65 | ng/g | OC | Organochlorine analysis |  |  |  | 0.03 | 25
DE13 | PCB194 |  | 66 | ng/g | OC | Organochlorine analysis |  |  |  | 0.03 | 25
DE13 | PCB209 |  | 67 | ng/g | OC | Organochlorine analysis |  |  |  | 0.03 | 25
DE13 | 2,4'-DDD |  | 70 | ng/g | OC | Organochlorine analysis |  |  |  | 0.03 | 25
DE13 | 2,4'-DDE |  | 72 | ng/g | OC | Organochlorine analysis |  |  |  | 0.03 | 25
DE13 | 2,4'-DDT |  | 69 | ng/g | OC | Organochlorine analysis |  |  |  | 0.03 | 25
DE13 | 4,4'-DDD |  | 71 | ng/g | OC | Organochlorine analysis |  |  |  | 0.03 | 25
DE13 | 4,4'-DDE |  | 1 | ng/g | OC | Organochlorine analysis |  |  |  | 0.03 | 25
DE13 | 4,4'-DDT |  | 2 | ng/g | OC | Organochlorine analysis |  |  |  | 0.03 | 25
DE13 | Aldrin |  | 77 | ng/g | OC | Organochlorine analysis |  |  |  | 0.03 | 25
DE13 | alfa-HCH |  | 73 | ng/g | OC | Organochlorine analysis |  |  |  | 0.03 | 25
DE13 | beta-HCH |  | 74 | ng/g | OC | Organochlorine analysis |  |  |  | 0.03 | 25
DE13 | cis-Chordane |  | 81 | ng/g | OC | Organochlorine analysis |  |  |  | 0.03 | 25
DE13 | cis-heptachlorepoxide (B) |  | 86 | ng/g | OC | Organochlorine analysis |  |  |  | 0.03 | 25
DE13 | delta-HCH |  | 76 | ng/g | OC | Organochlorine analysis |  |  |  | 0.03 | 25
DE13 | Dieldrin |  | 78 | ng/g | OC | Organochlorine analysis |  |  |  | 0.03 | 25
DE13 | Endosulfan |  | 83 | ng/g | OC | Organochlorine analysis |  |  |  | 0.03 | 25
DE13 | Endrin |  | 79 | ng/g | OC | Organochlorine analysis |  |  |  | 0.03 | 25
DE13 | gamma-HCH |  | 75 | ng/g | OC | Organochlorine analysis |  |  |  | 0.03 | 25
DE13 | Heptachlor |  | 84 | ng/g | OC | Organochlorine analysis |  |  |  | 0.03 | 25
DE13 | hexachlorbutadiene |  | 47 | ng/g | OC | Organochlorine analysis |  |  |  | 0.03 | 25
DE13 | hexachlorobenzene |  | 48 | ng/g | OC | Organochlorine analysis |  |  |  | 0.03 | 25
DE13 | Isodrin |  | 80 | ng/g | OC | Organochlorine analysis |  |  |  | 0.03 | 25
DE13 | Pentachlorobenzene |  | 68 | ng/g | OC | Organochlorine analysis |  |  |  | 0.03 | 25
DE13 | trans-Chlordane |  | 82 | ng/g | OC | Organochlorine analysis |  |  |  | 0.03 | 25
DE13 | trans-heptachlorepoxide (A) |  | 85 | ng/g | OC | Organochlorine analysis |  |  |  | 0.03 | 25
DE13 | 1-Methylnaphthalene |  | 50 | ng/g | PAH | PAH analysis |  |  |  | 0.1 | 25
DE13 | 1-Methylphenanthrene |  | 52 | ng/g | PAH | PAH analysis |  |  |  | 0.1 | 25
DE13 | 2,6-dimethyl naphthalene |  | 51 | ng/g | PAH | PAH analysis |  |  |  | 0.1 | 25
DE13 | Acenaphthene |  | 10 | ng/g | PAH | PAH analysis |  |  |  | 0.1 | 25
DE13 | Acenaphthylene |  | 11 | ng/g | PAH | PAH analysis |  |  |  | 0.1 | 25
DE13 | Anthracene |  | 14 | ng/g | PAH | PAH analysis |  |  |  | 0.1 | 25
DE13 | Benzo[a]anthracene |  | 17 | ng/g | PAH | PAH analysis |  |  |  | 0.1 | 25
DE13 | Benzo[a]pyrene |  | 25 | ng/g | PAH | PAH analysis |  |  |  | 0.1 | 25
DE13 | Benzo[b]fluoranthene |  | 20 | ng/g | PAH | PAH analysis |  |  |  | 0.1 | 25
DE13 | Benzo[b+j]fluoranthene |  | 22 | ng/g | PAH | PAH analysis |  |  |  | 0.1 | 25
DE13 | Benzo[b+j+k]fluoranthene |  | 24 | ng/g | PAH | PAH analysis |  |  |  | 0.1 | 25
DE13 | Benzo[b+k]fluoranthene |  | 23 | ng/g | PAH | PAH analysis |  |  |  | 0.1 | 25
DE13 | Benzo[e]pyrene |  | 165 | ng/g | PAH | PAH analysis |  |  |  | 0.1 | 25
DE13 | Benzo[ghi]perylene |  | 26 | ng/g | PAH | PAH analysis |  |  |  | 0.1 | 25
DE13 | Benzo[k]fluoranthene |  | 21 | ng/g | PAH | PAH analysis |  |  |  | 0.1 | 25
DE13 | Chrysene |  | 18 | ng/g | PAH | PAH analysis |  |  |  | 0.1 | 25
DE13 | Chrysene+Triphenylene |  | 19 | ng/g | PAH | PAH analysis |  |  |  | 0.1 | 25
DE13 | Dibenzo[a,h]anthracene |  | 28 | ng/g | PAH | PAH analysis |  |  |  | 0.1 | 25
DE13 | Fluoranthene |  | 15 | ng/g | PAH | PAH analysis |  |  |  | 0.1 | 25
DE13 | Fluorene |  | 12 | ng/g | PAH | PAH analysis |  |  |  | 0.1 | 25
DE13 | Indeno[1,2,3-cd]pyrene |  | 27 | ng/g | PAH | PAH analysis |  |  |  | 0.1 | 25
DE13 | Naphthalene |  | 49 | ng/g | PAH | PAH analysis |  |  |  | 0.1 | 25
DE13 | Perylene |  | 53 | ng/g | PAH | PAH analysis |  |  |  | 0.1 | 25
DE13 | Phenanthrene |  | 13 | ng/g | PAH | PAH analysis |  |  |  | 0.1 | 25
DE13 | Pyrene |  | 16 | ng/g | PAH | PAH analysis |  |  |  | 0.1 | 25
DE13 | BDE28 |  | 29 | ng/g | BDE | PBDE analysis |  |  |  | 0.01 | 25
DE13 | BDE47 |  | 30 | ng/g | BDE | PBDE analysis |  |  |  | 0.01 | 25
DE13 | BDE66 |  | 54 | ng/g | BDE | PBDE analysis |  |  |  | 0.01 | 25
DE13 | BDE85 |  | 55 | ng/g | BDE | PBDE analysis |  |  |  | 0.01 | 25
DE13 | BDE99 |  | 31 | ng/g | BDE | PBDE analysis |  |  |  | 0.01 | 25
DE13 | BDE100 |  | 32 | ng/g | BDE | PBDE analysis |  |  |  | 0.01 | 25
DE13 | BDE153 |  | 33 | ng/g | BDE | PBDE analysis |  |  |  | 0.01 | 25
DE13 | BDE154 |  | 34 | ng/g | BDE | PBDE analysis |  |  |  | 0.01 | 25
DE13 | BDE183 |  | 56 | ng/g | BDE | PBDE analysis |  |  |  | 0.01 | 25
DE13 | BDE209 |  | 57 | ng/g | BDE | PBDE analysis |  |  |  | 0.01 | 25
DE13 | Cypermethrin |  | 88 | ng/g | MIS | Miscellaneous |  |  |  | 0.1 | 25
DE13 | Diethyltoluamide (DEET) |  | 87 | ng/g | MIS | Miscellaneous |  |  |  | 0.1 | 25
DE13 | PCB1 |  | 35 | fraction | PRC | PRC Analysis |  |  |  | 0.005 | 10
DE13 | PCB2 |  | 36 | fraction | PRC | PRC Analysis |  |  |  | 0.005 | 10
DE13 | PCB3 |  | 37 | fraction | PRC | PRC Analysis |  |  |  | 0.005 | 10
DE13 | PCB10 |  | 38 | fraction | PRC | PRC Analysis |  |  |  | 0.005 | 10
DE13 | PCB14 |  | 39 | fraction | PRC | PRC Analysis |  |  |  | 0.005 | 10
DE13 | PCB21 |  | 40 | fraction | PRC | PRC Analysis |  |  |  | 0.005 | 10
DE13 | PCB50 |  | 41 | fraction | PRC | PRC Analysis |  |  |  | 0.005 | 10
DE13 | PCB55 |  | 42 | fraction | PRC | PRC Analysis |  |  |  | 0.005 | 10
DE13 | PCB78 |  | 43 | fraction | PRC | PRC Analysis |  |  |  | 0.005 | 10
DE13 | PCB104 |  | 44 | fraction | PRC | PRC Analysis |  |  |  | 0.005 | 10
DE13 | PCB145 |  | 45 | fraction | PRC | PRC Analysis |  |  |  | 0.005 | 10
DE13 | PCB204 |  | 46 | fraction | PRC | PRC Analysis |  |  |  | 0.005 | 10
DE13 | 2,4,5,-T |  | 90 | ng/g | HLB | HLB Analysis |  |  |  | 0.1 | 25
DE13 | 2,4-D |  | 91 | ng/g | HLB | HLB Analysis |  |  |  | 0.1 | 25
DE13 | 3,4-dichloroaniline |  | 93 | ng/g | HLB | HLB Analysis |  |  |  | 0.1 | 25
DE13 | Acetaminophen |  | 169 | ng/g | HLB | HLB Analysis |  |  |  | 0.1 | 25
DE13 | Acetamiprid |  | 95 | ng/g | HLB | HLB Analysis |  |  |  | 0.1 | 25
DE13 | Acetochlor |  | 170 | ng/g | HLB | HLB Analysis |  |  |  | 0.1 | 25
DE13 | Ametryn |  | 171 | ng/g | HLB | HLB Analysis |  |  |  | 0.1 | 25
DE13 | Atenolol |  | 96 | ng/g | HLB | HLB Analysis |  |  |  | 0.1 | 25
DE13 | Atrazine |  | 97 | ng/g | HLB | HLB Analysis |  |  |  | 0.1 | 25
DE13 | Azoxystrobin |  | 172 | ng/g | HLB | HLB Analysis |  |  |  | 0.1 | 25
DE13 | Bentazon |  | 98 | ng/g | HLB | HLB Analysis |  |  |  | 0.1 | 25
DE13 | Bezafibrate |  | 99 | ng/g | HLB | HLB Analysis |  |  |  | 0.1 | 25
DE13 | Boscalid |  | 173 | ng/g | HLB | HLB Analysis |  |  |  | 0.1 | 25
DE13 | Bromacil |  | 100 | ng/g | HLB | HLB Analysis |  |  |  | 0.1 | 25
DE13 | Bromoxynil |  | 101 | ng/g | HLB | HLB Analysis |  |  |  | 0.1 | 25
DE13 | Caffeine |  | 174 | ng/g | HLB | HLB Analysis |  |  |  | 0.1 | 25
DE13 | Carbamazepine |  | 102 | ng/g | HLB | HLB Analysis |  |  |  | 0.1 | 25
DE13 | Carbaryl |  | 175 | ng/g | HLB | HLB Analysis |  |  |  | 0.1 | 25
DE13 | Carbendazim |  | 103 | ng/g | HLB | HLB Analysis |  |  |  | 0.1 | 25
DE13 | Chlorfenvinphos |  | 176 | ng/g | HLB | HLB Analysis |  |  |  | 0.1 | 25
DE13 | Chloridazon |  | 104 | ng/g | HLB | HLB Analysis |  |  |  | 0.1 | 25
DE13 | Chlorotoluron |  | 105 | ng/g | HLB | HLB Analysis |  |  |  | 0.1 | 25
DE13 | Chlorpyrifos |  | 177 | ng/g | HLB | HLB Analysis |  |  |  | 0.1 | 25
DE13 | Clarithromycin |  | 106 | ng/g | HLB | HLB Analysis |  |  |  | 0.1 | 25
DE13 | Clindamicyne |  | 107 | ng/g | HLB | HLB Analysis |  |  |  | 0.1 | 25
DE13 | Clomazone |  | 178 | ng/g | HLB | HLB Analysis |  |  |  | 0.1 | 25
DE13 | Cyanazine |  | 179 | ng/g | HLB | HLB Analysis |  |  |  | 0.1 | 25
DE13 | Cyproconazole |  | 180 | ng/g | HLB | HLB Analysis |  |  |  | 0.1 | 25
DE13 | Cyprodinil |  | 181 | ng/g | HLB | HLB Analysis |  |  |  | 0.1 | 25
DE13 | DCPMU |  | 89 | ng/g | HLB | HLB Analysis |  |  |  | 0.1 | 25
DE13 | DCPU |  | 94 | ng/g | HLB | HLB Analysis |  |  |  | 0.1 | 25
DE13 | Deethylatrazine |  | 108 | ng/g | HLB | HLB Analysis |  |  |  | 0.1 | 25
DE13 | Deisopropylatrazine |  | 109 | ng/g | HLB | HLB Analysis |  |  |  | 0.1 | 25
DE13 | Diazepam |  | 111 | ng/g | HLB | HLB Analysis |  |  |  | 0.1 | 25
DE13 | Diazinon |  | 182 | ng/g | HLB | HLB Analysis |  |  |  | 0.1 | 25
DE13 | Dicamba |  | 112 | ng/g | HLB | HLB Analysis |  |  |  | 0.1 | 25
DE13 | Dichlorprop |  | 183 | ng/g | HLB | HLB Analysis |  |  |  | 0.1 | 25
DE13 | Diclofenac |  | 113 | ng/g | HLB | HLB Analysis |  |  |  | 0.1 | 25
DE13 | Difenoconazole |  | 184 | ng/g | HLB | HLB Analysis |  |  |  | 0.1 | 25
DE13 | Dimethenamid |  | 114 | ng/g | HLB | HLB Analysis |  |  |  | 0.1 | 25
DE13 | Dimethoate |  | 185 | ng/g | HLB | HLB Analysis |  |  |  | 0.1 | 25
DE13 | Dimethomorph |  | 186 | ng/g | HLB | HLB Analysis |  |  |  | 0.1 | 25
DE13 | Diuron |  | 115 | ng/g | HLB | HLB Analysis |  |  |  | 0.1 | 25
DE13 | Epoxiconazole |  | 187 | ng/g | HLB | HLB Analysis |  |  |  | 0.1 | 25
DE13 | Erythromycin |  | 116 | ng/g | HLB | HLB Analysis |  |  |  | 0.1 | 25
DE13 | Fenpropimorph |  | 188 | ng/g | HLB | HLB Analysis |  |  |  | 0.1 | 25
DE13 | Fenuron |  | 189 | ng/g | HLB | HLB Analysis |  |  |  | 0.1 | 25
DE13 | Flazasulfuron |  | 190 | ng/g | HLB | HLB Analysis |  |  |  | 0.1 | 25
DE13 | Fluazinam |  | 191 | ng/g | HLB | HLB Analysis |  |  |  | 0.1 | 25
DE13 | Fludioxinil |  | 192 | ng/g | HLB | HLB Analysis |  |  |  | 0.1 | 25
DE13 | Flufenacet |  | 193 | ng/g | HLB | HLB Analysis |  |  |  | 0.1 | 25
DE13 | Fluoxetine |  | 117 | ng/g | HLB | HLB Analysis |  |  |  | 0.1 | 25
DE13 | Fluroxypyr |  | 194 | ng/g | HLB | HLB Analysis |  |  |  | 0.1 | 25
DE13 | Furosemide |  | 118 | ng/g | HLB | HLB Analysis |  |  |  | 0.1 | 25
DE13 | Hexazinone |  | 119 | ng/g | HLB | HLB Analysis |  |  |  | 0.1 | 25
DE13 | Hydroxyatrazine |  | 120 | ng/g | HLB | HLB Analysis |  |  |  | 0.1 | 25
DE13 | Ibuprofen |  | 121 | ng/g | HLB | HLB Analysis |  |  |  | 0.1 | 25
DE13 | Imidacloprid |  | 122 | ng/g | HLB | HLB Analysis |  |  |  | 0.1 | 25
DE13 | Ioxynil |  | 195 | ng/g | HLB | HLB Analysis |  |  |  | 0.1 | 25
DE13 | Irbesartan |  | 123 | ng/g | HLB | HLB Analysis |  |  |  | 0.1 | 25
DE13 | Irgarol |  | 124 | ng/g | HLB | HLB Analysis |  |  |  | 0.1 | 25
DE13 | Isoproturon |  | 125 | ng/g | HLB | HLB Analysis |  |  |  | 0.1 | 25
DE13 | Ketoprofen |  | 126 | ng/g | HLB | HLB Analysis |  |  |  | 0.1 | 25
DE13 | Lenacil |  | 127 | ng/g | HLB | HLB Analysis |  |  |  | 0.1 | 25
DE13 | Linuron |  | 128 | ng/g | HLB | HLB Analysis |  |  |  | 0.1 | 25
DE13 | Malathion |  | 196 | ng/g | HLB | HLB Analysis |  |  |  | 0.1 | 25
DE13 | MCPA |  | 92 | ng/g | HLB | HLB Analysis |  |  |  | 0.1 | 25
DE13 | Mecoprop |  | 129 | ng/g | HLB | HLB Analysis |  |  |  | 0.1 | 25
DE13 | Mesosulfuron-methyl |  | 130 | ng/g | HLB | HLB Analysis |  |  |  | 0.1 | 25
DE13 | Metalaxyl |  | 197 | ng/g | HLB | HLB Analysis |  |  |  | 0.1 | 25
DE13 | Metamitron |  | 131 | ng/g | HLB | HLB Analysis |  |  |  | 0.1 | 25
DE13 | Metazachlor |  | 132 | ng/g | HLB | HLB Analysis |  |  |  | 0.1 | 25
DE13 | Metconazole |  | 198 | ng/g | HLB | HLB Analysis |  |  |  | 0.1 | 25
DE13 | Metformin |  | 133 | ng/g | HLB | HLB Analysis |  |  |  | 0.1 | 25
DE13 | Metobromuron |  | 134 | ng/g | HLB | HLB Analysis |  |  |  | 0.1 | 25
DE13 | Metolachlor |  | 135 | ng/g | HLB | HLB Analysis |  |  |  | 0.1 | 25
DE13 | Metolachlor ESA |  | 136 | ng/g | HLB | HLB Analysis |  |  |  | 0.1 | 25
DE13 | Metoprolol |  | 137 | ng/g | HLB | HLB Analysis |  |  |  | 0.1 | 25
DE13 | Metoxuron |  | 199 | ng/g | HLB | HLB Analysis |  |  |  | 0.1 | 25
DE13 | Metribuzin |  | 138 | ng/g | HLB | HLB Analysis |  |  |  | 0.1 | 25
DE13 | Metsulfuron-methyl |  | 139 | ng/g | HLB | HLB Analysis |  |  |  | 0.1 | 25
DE13 | Monolinuron |  | 200 | ng/g | HLB | HLB Analysis |  |  |  | 0.1 | 25
DE13 | Monuron |  | 201 | ng/g | HLB | HLB Analysis |  |  |  | 0.1 | 25
DE13 | Napropamide |  | 202 | ng/g | HLB | HLB Analysis |  |  |  | 0.1 | 25
DE13 | Naproxen |  | 140 | ng/g | HLB | HLB Analysis |  |  |  | 0.1 | 25
DE13 | Nicosulfuron |  | 203 | ng/g | HLB | HLB Analysis |  |  |  | 0.1 | 25
DE13 | Nicotine |  | 204 | ng/g | HLB | HLB Analysis |  |  |  | 0.1 | 25
DE13 | Norfluzaron |  | 205 | ng/g | HLB | HLB Analysis |  |  |  | 0.1 | 25
DE13 | Oxadiazon |  | 206 | ng/g | HLB | HLB Analysis |  |  |  | 0.1 | 25
DE13 | Oxazepam |  | 141 | ng/g | HLB | HLB Analysis |  |  |  | 0.1 | 25
DE13 | Pendimethalin |  | 143 | ng/g | HLB | HLB Analysis |  |  |  | 0.1 | 25
DE13 | PFHxS |  | 168 | ng/g | HLB | HLB Analysis |  |  |  | 0.1 | 25
DE13 | PFNA |  | 207 | ng/g | HLB | HLB Analysis |  |  |  | 0.1 | 25
DE13 | PFOA |  | 144 | ng/g | HLB | HLB Analysis |  |  |  | 0.1 | 25
DE13 | PFOS |  | 145 | ng/g | HLB | HLB Analysis |  |  |  | 0.1 | 25
DE13 | Pirimicarb |  | 146 | ng/g | HLB | HLB Analysis |  |  |  | 0.1 | 25
DE13 | Prochloraz |  | 208 | ng/g | HLB | HLB Analysis |  |  |  | 0.1 | 25
DE13 | Promecarb |  | 209 | ng/g | HLB | HLB Analysis |  |  |  | 0.1 | 25
DE13 | Prometon |  | 210 | ng/g | HLB | HLB Analysis |  |  |  | 0.1 | 25
DE13 | Prometryn |  | 147 | ng/g | HLB | HLB Analysis |  |  |  | 0.1 | 25
DE13 | Propanil |  | 148 | ng/g | HLB | HLB Analysis |  |  |  | 0.1 | 25
DE13 | Propazine |  | 149 | ng/g | HLB | HLB Analysis |  |  |  | 0.1 | 25
DE13 | Propiconazole |  | 211 | ng/g | HLB | HLB Analysis |  |  |  | 0.1 | 25
DE13 | Propranolol |  | 150 | ng/g | HLB | HLB Analysis |  |  |  | 0.1 | 25
DE13 | Propyzamide |  | 212 | ng/g | HLB | HLB Analysis |  |  |  | 0.1 | 25
DE13 | Prosulfocarb |  | 151 | ng/g | HLB | HLB Analysis |  |  |  | 0.1 | 25
DE13 | Pyraclostrobin |  | 213 | ng/g | HLB | HLB Analysis |  |  |  | 0.1 | 25
DE13 | Pyrimethanil |  | 214 | ng/g | HLB | HLB Analysis |  |  |  | 0.1 | 25
DE13 | Secbumeton |  | 215 | ng/g | HLB | HLB Analysis |  |  |  | 0.1 | 25
DE13 | Simazine |  | 152 | ng/g | HLB | HLB Analysis |  |  |  | 0.1 | 25
DE13 | Sotalol |  | 153 | ng/g | HLB | HLB Analysis |  |  |  | 0.1 | 25
DE13 | Spiroxamine |  | 216 | ng/g | HLB | HLB Analysis |  |  |  | 0.1 | 25
DE13 | Sulfamethoxazole |  | 154 | ng/g | HLB | HLB Analysis |  |  |  | 0.1 | 25
DE13 | Tebuconazole |  | 155 | ng/g | HLB | HLB Analysis |  |  |  | 0.1 | 25
DE13 | Telmisartan |  | 217 | ng/g | HLB | HLB Analysis |  |  |  | 0.1 | 25
DE13 | Terbuthylazine |  | 156 | ng/g | HLB | HLB Analysis |  |  |  | 0.1 | 25
DE13 | Terbuthylazine desethyl |  | 157 | ng/g | HLB | HLB Analysis |  |  |  | 0.1 | 25
DE13 | Terbutryn |  | 164 | ng/g | HLB | HLB Analysis |  |  |  | 0.1 | 25
DE13 | Tetraconazole |  | 218 | ng/g | HLB | HLB Analysis |  |  |  | 0.1 | 25
DE13 | Thiabendazole |  | 219 | ng/g | HLB | HLB Analysis |  |  |  | 0.1 | 25
DE13 | Thiacloprid |  | 158 | ng/g | HLB | HLB Analysis |  |  |  | 0.1 | 25
DE13 | Thiamethoxam |  | 159 | ng/g | HLB | HLB Analysis |  |  |  | 0.1 | 25
DE13 | Tramadol |  | 160 | ng/g | HLB | HLB Analysis |  |  |  | 0.1 | 25
DE13 | Triclopyr |  | 161 | ng/g | HLB | HLB Analysis |  |  |  | 0.1 | 25
DE13 | Trimethoprim |  | 162 | ng/g | HLB | HLB Analysis |  |  |  | 0.1 | 25
DE13 | Venlafaxine |  | 163 | ng/g | HLB | HLB Analysis |  |  |  | 0.1 | 25
DE13 | Warfarin |  | 220 | ng/g | HLB | HLB Analysis |  |  |  | 0.1 | 25
DE16 | Tetrodotoxin | Tetrodotoxin | 1 | µg/kg | TTX | Tetrodoxin |  |  |  | 1 | 25
DE16 | Tetrodotoxin | Tetrodotoxin | 2 | µg/L | TTX | Tetrodoxin |  |  |  | 0.1 | 12.5
DE17 | PC (50-299 µm) |  | 231 | (No. p/kg) | Number | Total number of particles |  |  |  | 1 | 25
DE17 | PC (300-5000 µm) |  | 232 | (No. p/kg) | Number | Total number of particles |  |  |  | 1 | 25
DE17 | Polycarbonate total |  | 233 | (No. p/kg) | Number | Total number of particles |  |  |  | 1 | 25
DE17 | PE (50-299 µm) |  | 241 | (No. p/kg) | Number | Total number of particles |  |  |  | 1 | 25
DE17 | PE (300-5000 µm) |  | 242 | (No. p/kg) | Number | Total number of particles |  |  |  | 1 | 25
DE17 | Polyethylene total (HD+LD) |  | 243 | (No. p/kg) | Number | Total number of particles |  |  |  | 1 | 25
DE17 | PET (50-299 µm) |  | 251 | (No. p/kg) | Number | Total number of particles |  |  |  | 1 | 25
DE17 | PET (300-5000 µm) |  | 252 | (No. p/kg) | Number | Total number of particles |  |  |  | 1 | 25
DE17 | Polyethylene Terephat. Total |  | 253 | (No. p/kg) | Number | Total number of particles |  |  |  | 1 | 25
DE17 | PMMA (50-299 µm) |  | 271 | (No. p/kg) | Number | Total number of particles |  |  |  | 1 | 25
DE17 | PMMA (300-5000µm) |  | 272 | (No. p/kg) | Number | Total number of particles |  |  |  | 1 | 25
DE17 | Polymethylmethacrylate total |  | 273 | (No. p/kg) | Number | Total number of particles |  |  |  | 1 | 25
DE17 | PP (50-299 µm) |  | 281 | (No. p/kg) | Number | Total number of particles |  |  |  | 1 | 25
DE17 | PP (300-5000 µm) |  | 282 | (No. p/kg) | Number | Total number of particles |  |  |  | 1 | 25
DE17 | Polypropylene total |  | 283 | (No. p/kg) | Number | Total number of particles |  |  |  | 1 | 25
DE17 | PS (50-299 µm) |  | 291 | (No. p/kg) | Number | Total number of particles |  |  |  | 1 | 25
DE17 | PS (300-5000 µm) |  | 292 | (No. p/kg) | Number | Total number of particles |  |  |  | 1 | 25
DE17 | Polystyrene total |  | 293 | (No. p/kg) | Number | Total number of particles |  |  |  | 1 | 25
DE17 | PVC (50-299 µm) |  | 311 | (No. p/kg) | Number | Total number of particles |  |  |  | 1 | 25
DE17 | PVC (300-5000 µm) |  | 312 | (No. p/kg) | Number | Total number of particles |  |  |  | 1 | 25
DE17 | Polyvinyl Chloride total |  | 313 | (No. p/kg) | Number | Total number of particles |  |  |  | 1 | 25
DE17 | Other polymers (50-299 µm) |  | 321 | (No. p/kg) | Number | Total number of particles |  |  |  | 1 | 25
DE17 | Other polymers (300-5000µm) |  | 322 | (No. p/kg) | Number | Total number of particles |  |  |  | 1 | 25
DE17 | Other polymers total |  | 323 | (No. p/kg) | Number | Total number of particles |  |  |  | 1 | 25
DE17 | Total polymers (50-299 µm) |  | 331 | (No. p/kg) | Number | Total number of particles |  |  |  | 1 | 25
DE17 | Total polymers (300-5000 µm) |  | 332 | (No. p/kg) | Number | Total number of particles |  |  |  | 1 | 25
DE17 | Total polymers (50-5000 µm) |  | 333 | (No. p/kg) | Number | Total number of particles |  |  |  | 1 | 25
DE17 | PC (50-299 µm) |  | 31 | (mg/kg) | mass | Total mass of plastic particles |  |  |  | 1 | 25
DE17 | PC (300-5000 µm) |  | 32 | (mg/kg) | mass | Total mass of plastic particles |  |  |  | 1 | 25
DE17 | Polycarbonate total |  | 33 | (mg/kg) | mass | Total mass of plastic particles |  |  |  | 1 | 25
DE17 | PE (50-299 µm) |  | 41 | (mg/kg) | mass | Total mass of plastic particles |  |  |  | 1 | 25
DE17 | PE (300-5000 µm) |  | 42 | (mg/kg) | mass | Total mass of plastic particles |  |  |  | 1 | 25
DE17 | Polyethylene total (HD+LD) |  | 43 | (mg/kg) | mass | Total mass of plastic particles |  |  |  | 1 | 25
DE17 | PET (50-299 µm) |  | 51 | (mg/kg) | mass | Total mass of plastic particles |  |  |  | 1 | 25
DE17 | PET (300-5000 µm) |  | 52 | (mg/kg) | mass | Total mass of plastic particles |  |  |  | 1 | 25
DE17 | Polyethylene Terephat. Total |  | 53 | (mg/kg) | mass | Total mass of plastic particles |  |  |  | 1 | 25
DE17 | PMMA (50-299µm) |  | 71 | (mg/kg) | mass | Total mass of plastic particles |  |  |  | 1 | 25
DE17 | PMMA (300-5000µm) |  | 72 | (mg/kg) | mass | Total mass of plastic particles |  |  |  | 1 | 25
DE17 | Polymethylmethacrylate total |  | 73 | (mg/kg) | mass | Total mass of plastic particles |  |  |  | 1 | 25
DE17 | PP (50-299 µm) |  | 81 | (mg/kg) | mass | Total mass of plastic particles |  |  |  | 1 | 25
DE17 | PP (300-5000 µm) |  | 82 | (mg/kg) | mass | Total mass of plastic particles |  |  |  | 1 | 25
DE17 | Polypropylene total |  | 83 | (mg/kg) | mass | Total mass of plastic particles |  |  |  | 1 | 25
DE17 | PS (50-299 µm) |  | 91 | (mg/kg) | mass | Total mass of plastic particles |  |  |  | 1 | 25
DE17 | PS (300-5000 µm) |  | 92 | (mg/kg) | mass | Total mass of plastic particles |  |  |  | 1 | 25
DE17 | Polystyrene total |  | 93 | (mg/kg) | mass | Total mass of plastic particles |  |  |  | 1 | 25
DE17 | PVC (50-299 µm) |  | 111 | (mg/kg) | mass | Total mass of plastic particles |  |  |  | 1 | 25
DE17 | PVC (300-5000 µm) |  | 112 | (mg/kg) | mass | Total mass of plastic particles |  |  |  | 1 | 25
DE17 | Polyvinyl Chloride total |  | 113 | (mg/kg) | mass | Total mass of plastic particles |  |  |  | 1 | 25
DE17 | Other polymers (50-299 µm) |  | 121 | (mg/kg) | mass | Total mass of plastic particles |  |  |  | 1 | 25
DE17 | Other polymers (300-5000µm) |  | 122 | (mg/kg) | mass | Total mass of plastic particles |  |  |  | 1 | 25
DE17 | Other polymers total |  | 123 | (mg/kg) | mass | Total mass of plastic particles |  |  |  | 1 | 25
DE17 | Total Polymers (50-299 µm) |  | 124 | (mg/kg) | Mass | Total mass of plastic particles |  |  |  | 1 | 25
DE17 | Total Polymers (300-5000 µm) |  | 125 | (mg/kg) | Mass | Total mass of plastic particles |  |  |  | 1 | 25
DE17 | Total Polymers (50-5000µm) |  | 126 | (mg/kg) | Mass | Total mass of plastic particles |  |  |  | 1 | 25
DE18 | PFHxSA | PFHxSA | 1 | μg/L | P | Perfluorinated alkyl substances |  |  |  | 0.05 | 12.5
DE18 | n-PFOA | n-PFOA | 2 | μg/L | P | Perfluorinated alkyl substances |  |  |  | 0.05 | 12.5
DE18 | total-PFOA | total-PFOA | 19 | µg/L | P | Perfluorinated alkyl substances |  |  |  | 0.05 | 12.5
DE18 | GenX | GenX | 3 | μg/L | P | Perfluorinated alkyl substances |  |  |  | 0.05 | 12.5
DE18 | PFBSA | PFBSA | 4 | μg/L | P | Perfluorinated alkyl substances |  |  |  | 0.05 | 12.5
DE18 | PFODA | PFODA | 5 | μg/L | P | Perfluorinated alkyl substances |  |  |  | 0.05 | 12.5
DE18 | n-PFHpS | n-PFHpS | 6 | μg/L | P | Perfluorinated alkyl substances |  |  |  | 0.05 | 12.5
DE18 | total-PFHpS | total-PFHpS | 20 | µg/L | P | Perfluorinated alkyl substances |  |  |  | 0.05 | 12.5
DE18 | PFTeDA | PFTeDA | 7 | μg/L | P | Perfluorinated alkyl substances |  |  |  | 0.05 | 12.5
DE18 | PFPeA | PFPeA | 8 | μg/L | P | Perfluorinated alkyl substances |  |  |  | 0.05 | 12.5
DE18 | n-PFBS | n-PFBS | 9 | μg/L | P | Perfluorinated alkyl substances |  |  |  | 0.05 | 12.5
DE18 | total-PFBS | total-PFBS | 21 | µg/L | P | Perfluorinated alkyl substances |  |  |  | 0.05 | 12.5
DE18 | PFBA | PFBA | 10 | μg/L | P | Perfluorinated alkyl substances |  |  |  | 0.05 | 12.5
DE18 | PFHxA | PFHxA | 11 | μg/L | P | Perfluorinated alkyl substances |  |  |  | 0.05 | 12.5
DE18 | PFTrDA | PFTrDA | 12 | μg/L | P | Perfluorinated alkyl substances |  |  |  | 0.05 | 12.5
DE18 | PFDA | PFDA | 13 | μg/L | P | Perfluorinated alkyl substances |  |  |  | 0.05 | 12.5
DE18 | PFUnDA | PFUnDA | 14 | μg/L | P | Perfluorinated alkyl substances |  |  |  | 0.05 | 12.5
DE18 | PFDoA | PFDoA | 15 | μg/L | P | Perfluorinated alkyl substances |  |  |  | 0.05 | 12.5
DE18 | PFNA | PFNA | 16 | μg/L | P | Perfluorinated alkyl substances |  |  |  | 0.05 | 12.5
DE18 | PFOSA | PFOSA | 17 | μg/L | P | Perfluorinated alkyl substances |  |  |  | 0.05 | 12.5
DE18 | n-PFOS | n-PFOS | 18 | μg/L | P | Perfluorinated alkyl substances |  |  |  | 0.05 | 12.5
DE18 | total-PFOS | total-PFOS | 22 | µg/L | P | Perfluorinated alkyl substances |  |  |  | 0.05 | 12.5
FW1 | Ag | Silver | 17 | µg/L | MET | Metals in waste water | 25 - 250 |  |  | 0 | 12.5
FW1 | Al | Aluminium | 1 | mg/L | MET | Metals in waste water | 20 - 200 |  |  | 0 | 12.5
FW1 | As | Arsenic | 3 | µg/L | MET | Metals in waste water | 10 - 50 |  |  | 0 | 12.5
FW1 | Ba | Barium | 4 | µg/L | MET | Metals in waste water |  |  |  | 0 | 12.5
FW1 | Be | Beryllium | 5 | µg/L | MET | Metals in waste water | 5 - 50 |  |  | 0 | 12.5
FW1 | Ca | Calcium | 26 | mg/L | MET | Metals in waste water | 50 - |  |  | 0 | 12.5
FW1 | Cd | Cadmium | 6 | µg/L | MET | Metals in waste water | 5 - 50 |  |  | 0 | 12.5
FW1 | Ce | Cerium | 7 | µg/L | MET | Metals in waste water |  |  |  | 0 | 12.5
FW1 | Co | Cobalt | 8 | µg/L | MET | Metals in waste water | 5 - 50 |  |  | 0 | 12.5
FW1 | Cr | Chromium | 9 | µg/L | MET | Metals in waste water | 100 - 1000 |  |  | 0 | 12.5
FW1 | Cu | Copper | 10 | µg/L | MET | Metals in waste water | 100 - 1000 |  |  | 0 | 12.5
FW1 | Fe | Iron | 11 | mg/L | MET | Metals in waste water | 20 - 200 |  |  | 0 | 12.5
FW1 | Hg | Mercury | 12 | µg/L | MET | Metals in waste water | 2 - 20 |  |  | 0 | 12.5
FW1 | K | Potassium | 27 | mg/L | MET | Metals in waste water | 50 - |  |  | 0 | 12.5
FW1 | Mg | Magnesium | 28 | mg/L | MET | Metals in waste water | 25 - |  |  | 0 | 12.5
FW1 | Mn | Manganese | 13 | mg/L | MET | Metals in waste water | 20 - 200 |  |  | 0 | 12.5
FW1 | Mo | Molybdene | 14 | µg/L | MET | Metals in waste water | 100 - 1000 |  |  | 0 | 12.5
FW1 | Na | Sodium | 29 | mg/L | MET | Metals in waste water | 50 - |  |  | 0 | 12.5
FW1 | Ni | Nickel | 15 | µg/L | MET | Metals in waste water | 100 - 1000 |  |  | 0 | 12.5
FW1 | Pb | Lead | 16 | µg/L | MET | Metals in waste water | 100 - 1000 |  |  | 0 | 12.5
FW1 | S | Sulfur | 30 | mg/L | MET | Metals in waste water |  |  |  | 0 | 12.5
FW1 | Sb | Antimony | 2 | µg/L | MET | Metals in waste water | 5 - 50 |  |  | 0 | 12.5
FW1 | Se | Selenium | 18 | µg/L | MET | Metals in waste water | 500 - 5000 |  |  | 0 | 12.5
FW1 | Sn | Stannum | 19 | µg/L | MET | Metals in waste water | 100 - 1000 |  |  | 0 | 12.5
FW1 | Sr | Strontium | 20 | µg/L | MET | Metals in waste water |  |  |  | 0 | 12.5
FW1 | Te | Tellurium | 31 | µg/L | MET | Metals in waste water |  |  |  | 0 | 12.5
FW1 | Ti | Titanium | 21 | µg/L | MET | Metals in waste water | 100 - 1000 |  |  | 0 | 12.5
FW1 | Tl | Thallium | 22 | µg/L | MET | Metals in waste water |  |  |  | 0 | 12.5
FW1 | U | Uranium | 23 | µg/L | MET | Metals in waste water |  |  |  | 0 | 12.5
FW1 | V | Vanadium | 24 | µg/L | MET | Metals in waste water | 100 - 1000 |  |  | 0 | 12.5
FW1 | W | Tungsten | 32 | µg/L | MET | Metals in waste water |  |  |  | 0 | 12.5
FW1 | Zn | Zinc | 25 | µg/L | MET | Metals in waste water | 100 - 1000 |  |  | 0 | 12.5
FW2 | Al | Aluminium | 1 | µg/L | MET | Metals in surface water |  |  |  | 0 | 12.5
FW2 | As | Arsenic | 2 | µg/L | MET | Metals in surface water | 1 - 20 |  |  | 0 | 12.5
FW2 | B | Boron | 3 | µg/L | MET | Metals in surface water | 1 - 100 |  |  | 0 | 12.5
FW2 | Ba | Barium | 4 | µg/L | MET | Metals in surface water | 1 - 200 |  |  | 0 | 12.5
FW2 | Be | Berilium | 5 | µg/L | MET | Metals in surface water | 1 - 5 |  |  | 0 | 12.5
FW2 | Ca | Calcium | 6 | mg/L | MET | Metals in surface water | 50 - |  |  | 0 | 12.5
FW2 | Cd | Cadmium | 7 | µg/L | MET | Metals in surface water | 1 - 5 |  |  | 0 | 12.5
FW2 | Co | Cobalt | 8 | µg/L | MET | Metals in surface water | 1 - 20 |  |  | 0 | 12.5
FW2 | Cr | Chromium | 9 | µg/L | MET | Metals in surface water | 1 - 50 |  |  | 0 | 12.5
FW2 | Cu | Copper | 10 | µg/L | MET | Metals in surface water | 1 - 50 |  |  | 0 | 12.5
FW2 | Fe | Iron | 11 | mg/L | MET | Metals in surface water | 1 - 5 |  |  | 0 | 12.5
FW2 | Hg | Mercury | 12 | µg/L | MET | Metals in surface water | 1 - 1 |  |  | 0 | 12.5
FW2 | K | Potassium | 13 | mg/L | MET | Metals in surface water | 10 - |  |  | 0 | 12.5
FW2 | Mg | Magnesium | 14 | mg/L | MET | Metals in surface water | 25 - |  |  | 0 | 12.5
FW2 | Mn | Manganese | 15 | µg/L | MET | Metals in surface water | 1 - 200 |  |  | 0 | 12.5
FW2 | Mo | Molybdenum | 16 | µg/L | MET | Metals in surface water | 1 - 20 |  |  | 0 | 12.5
FW2 | Na | Sodium | 17 | mg/L | MET | Metals in surface water | 50 - 99999 |  |  | 0 | 12.5
FW2 | Ni | Nickel | 18 | µg/L | MET | Metals in surface water | 1 - 50 |  |  | 0 | 12.5
FW2 | Pb | Lead | 19 | µg/L | MET | Metals in surface water | 1 - 50 |  |  | 0 | 12.5
FW2 | S | Sulfur | 27 | mg/L | MET | Metals in surface water |  |  |  | 0 | 12.5
FW2 | Sb | Antimony | 20 | µg/L | MET | Metals in surface water | 1 - 20 |  |  | 0 | 12.5
FW2 | Se | Selenium | 21 | µg/L | MET | Metals in surface water | 1 - 20 |  |  | 0 | 12.5
FW2 | Sn | Tin | 22 | µg/L | MET | Metals in surface water | 1 - 200 |  |  | 0 | 12.5
FW2 | Sr | Strontium | 30 | µg/L | MET | Metals in surface water |  |  |  | 0 | 12.5
FW2 | Te | Tellurium | 28 | µg/L | MET | Metals in surface water |  |  |  | 0 | 12.5
FW2 | Tl | Thallium | 23 | µg/L | MET | Metals in surface water |  |  |  | 0 | 12.5
FW2 | U | Uranium | 24 | µg/L | MET | Metals in surface water |  |  |  | 0 | 12.5
FW2 | V | Vanadium | 25 | µg/L | MET | Metals in surface water | 1 - 100 |  |  | 0 | 12.5
FW2 | W | Tungsten | 29 | µg/L | MET | Metals in surface water |  |  |  | 0 | 12.5
FW2 | Zn | Zinc | 26 | µg/L | MET | Metals in surface water | 1 - 50 |  |  | 0 | 12.5
FW3 | Suspended solids (OBD) | Suspended solids | 1 | mg/L | OBD | Suspended Solids | 1 - 100 |  |  | 0 | 12.5
FW3 | Residue on ignition | Gloeirest | 2 | % | OBD | Suspended Solids | 1 - 100 |  |  | 0 | 12.5
FW3 | Datum inzet | Datum inzet | 3 | dd.mm | OBD | Suspended Solids
FW4 | Minerale olie | Mineral oil | 1 | mg/L | COP | Algemene parameters in oppervlaktewater | 1 - 5 |  |  | 0 | 12.5
FW4 | BZV-5 | Biological oxygen demand | 2 | mg/L | COP | Algemene parameters in oppervlaktewater | 5 - 250 |  |  | 0 | 12.5
FW4 | TOC | Total Organic Carbon | 3 | mg/L | COP | Algemene parameters in oppervlaktewater | 1 - 20 |  |  | 0 | 12.5
FW4 | DOC | Dissolved Organic Carbon | 4 | mg/L | COP | Algemene parameters in oppervlaktewater | 1 - 20 |  |  | 0 | 12.5
FW4 | Cl | Chloride | 5 | mg/L | COP | Algemene parameters in oppervlaktewater | 100 - 3000 |  |  | 0 | 12.5
FW4 | EGV (25 °C) | Electric conductivity | 6 | mS/m | COP | Algemene parameters in oppervlaktewater |  |  |  | 0 | 12.5
FW4 | N-NO2 | Nitrite | 7 | mg/L | COP | Algemene parameters in oppervlaktewater | 0.1 - 1 |  |  | 0 | 12.5
FW4 | N-NO3 | Nitrate | 8 | mg/L | COP | Algemene parameters in oppervlaktewater | 1 - 5 |  |  | 0 | 12.5
FW4 | P-PO4 | Phosphate | 9 | mg/L | COP | Algemene parameters in oppervlaktewater | 0.1 - 1 |  |  | 0 | 12.5
FW4 | SiO2 | Siliciumoxide | 10 | mg/L | COP | Algemene parameters in oppervlaktewater | 5 - 20 |  |  | 0 | 12.5
FW4 | SO4 | Sulphate | 11 | mg/L | COP | Algemene parameters in oppervlaktewater | 100 - 300 |  |  | 0 | 12.5
FW4 | pH | pH | 12 | - | COP | Algemene parameters in oppervlaktewater |  |  |  | 0 | 12.5
FW4 | F | Fluoride | 13 | mg/L | COP | Algemene parameters in oppervlaktewater | 1 - 50 |  |  | 0 | 12.5
FW4 | Br | Bromide | 14 | mg/L | COP | Algemene parameters in oppervlaktewater | 1 - 50 |  |  | 0 | 12.5
FW4 | KjN | Kjeldahl nitrogen | 15 | mg/L | COP | Algemene parameters in oppervlaktewater | 1 - 5 |  |  | 0 | 12.5
FW4 | N-NH4 | Ammonium | 16 | mg/L | COP | Algemene parameters in oppervlaktewater | 1 - 5 |  |  | 0 | 12.5
FW4 | tN | Total nitrogen | 17 | mg/L | COP | Algemene parameters in oppervlaktewater | 1 - 5 |  |  | 0 | 12.5
FW4 | tP | Total Phosphate | 18 | mg/L | COP | Algemene parameters in oppervlaktewater | 0.1 - 2 |  |  | 0 | 12.5
FW4 | CZV | Chemical oxygen demand | 19 | mg/L | COP | Algemene parameters in oppervlaktewater | 3 - 30 |  |  | 0 | 12.5
FW5 | Minerale Olie | Mineral oil | 1 | mg/L | COP | Heffing en algemene parameters in afvalwater | 1 - 20 |  |  | 0 | 12.5
FW5 | BZV-5 | Biological Oxygen demand | 2 | mg/L | COP | Heffing en algemene parameters in afvalwater | 10 - 50 |  |  | 0 | 12.5
FW5 | TOC | Total organic carbon | 4 | mg/L | COP | Heffing en algemene parameters in afvalwater | 4 - 20 |  |  | 0 | 12.5
FW5 | P-PO4 | phosphate | 13 | mg/L | COP | Heffing en algemene parameters in afvalwater | 1 - 10 |  |  | 0 | 12.5
FW5 | SO4 | Sulphate | 14 | mg/L | COP | Heffing en algemene parameters in afvalwater | 10 - 200 |  |  | 0 | 12.5
FW5 | N-NO2 | nitrite | 11 | mg/L | COP | Heffing en algemene parameters in afvalwater | 1 - 5 |  |  | 0 | 12.5
FW5 | N-NO3 | nitrate | 12 | mg/L | COP | Heffing en algemene parameters in afvalwater | 1 - 25 |  |  | 0 | 12.5
FW5 | Cl | Chloride | 10 | mg/L | COP | Heffing en algemene parameters in afvalwater | 50 - |  |  | 0 | 12.5
FW5 | EGV | Electric conductivity | 16 | ms/m | COP | Heffing en algemene parameters in afvalwater |  |  |  | 0 | 12.5
FW5 | pH | pH | 15 | - | COP | Heffing en algemene parameters in afvalwater |  |  |  | 0 | 12.5
FW5 | F | fluoride | 8 | mg/L | COP | Heffing en algemene parameters in afvalwater | 1 - 50 |  |  | 0 | 12.5
FW5 | Br | Bromide | 9 | mg/L | COP | Heffing en algemene parameters in afvalwater | 1 - 50 |  |  | 0 | 12.5
FW5 | Kj-N | Kjeldahl nitrogen | 5 | mg/L | COP | Heffing en algemene parameters in afvalwater | 10 - 20 |  |  | 0 | 12.5
FW5 | N-NH4 | Ammonium | 6 | mg/L | COP | Heffing en algemene parameters in afvalwater | 5 - 10 |  |  | 0 | 12.5
FW5 | tN | total nitrogen | 17 | mg/L | COP | Heffing en algemene parameters in afvalwater | 10 - 20 |  |  | 0 | 12.5
FW5 | tP | total phosphate | 7 | mg/L | COP | Heffing en algemene parameters in afvalwater | 5 - 10 |  |  | 0 | 12.5
FW5 | CZV | Chemical oxygen demand | 3 | mg/L | COP | Heffing en algemene parameters in afvalwater | 100 - 1000 |  |  | 0 | 12.5
MS1 | Aluminium-RT |  | 32 | % | RT | Real totals | 1 - 10 |  |  | 0.01 | 12.5
MS1 | Arsenic-RT |  | 34 | mg/kg | RT | Real totals | 2 - 50 |  |  | 0.5 | 12.5
MS1 | Barium-RT |  | 90 | mg/kg | RT | Real totals | 50 - 1000 |  |  | 10 | 10
MS1 | Cadmium-RT |  | 36 | µg/kg | RT | Real totals | 10 - 50000 |  |  | 35 | 10
MS1 | Calcium-RT |  | 98 | g/kg | RT | Real totals | 5 - 100 |  |  | 1 | 7.5
MS1 | Cerium-RT |  | 110 | mg/kg | RT | Real totals
MS1 | Cesium-RT |  | 88 | µg/kg | RT | Real totals
MS1 | Chromium-RT |  | 38 | mg/kg | RT | Real totals | 10 - 1000 |  |  | 7.5 | 10
MS1 | Cobalt-RT |  | 102 | mg/kg | RT | Real totals | 1 - 50 |  |  | 0.4 | 7.5
MS1 | Copper-RT |  | 40 | mg/kg | RT | Real totals | 1 - 500 |  |  | 0.5 | 10
MS1 | Gallium-RT |  | 76 | µg/kg | RT | Real totals
MS1 | Iron-RT |  | 42 | % | RT | Real totals | 0.5 - 10 |  |  | 0.1 | 7.5
MS1 | Lead-RT |  | 44 | mg/kg | RT | Real totals | 5 - 500 |  |  | 2.5 | 10
MS1 | Lithium-RT |  | 46 | mg/kg | RT | Real totals | 10 - 100 |  |  | 2 | 12.5
MS1 | Magnesium-RT |  | 60 | mg/kg | RT | Real totals | 2000 - 20000 |  |  | 100 | 10
MS1 | Manganese-RT |  | 48 | mg/kg | RT | Real totals | 100 - 2000 |  |  | 10 | 7.5
MS1 | Mercury-RT |  | 50 | µg/kg | RT | Real totals | 10 - 2500 |  |  | 10 | 12.5
MS1 | Molybdenum-RT |  | 108 | mg/kg | RT | Real totals | 2 - 1000
MS1 | Nickel-RT |  | 52 | mg/kg | RT | Real totals | 2 - 100 |  |  | 1 | 10
MS1 | Phosphorus-RT |  | 62 | mg/kg | RT | Real totals | 100 - 3500 |  |  | 25 | 7.5
MS1 | Potassium-RT |  | 66 | mg/kg | RT | Real totals
MS1 | Rubidium-RT |  | 104 | mg/kg | RT | Real totals | 10 - 100
MS1 | Scandium-RT |  | 54 | mg/kg | RT | Real totals | 1 - 20
MS1 | Selenium-RT |  | 78 | mg/kg | RT | Real totals
MS1 | Sodium-RT |  | 58 | mg/kg | RT | Real totals
MS1 | Strontium-RT |  | 106 | mg/kg | RT | Real totals | 50 - 500 |  |  | 5 | 12.5
MS1 | Sulfur-RT |  | 64 | mg/kg | RT | Real totals
MS1 | Tellurium-RT |  | 86 | µg/kg | RT | Real totals
MS1 | Thallium-RT |  | 94 | µg/kg | RT | Real totals | 100 - 1500
MS1 | Titanium-RT |  | 70 | mg/kg | RT | Real totals
MS1 | Uranium-RT |  | 112 | mg/kg | RT | Real totals | 0.5 - 5
MS1 | Vanadium-RT |  | 100 | mg/kg | RT | Real totals | 5 - 500 |  |  | 1 | 10
MS1 | Zinc-RT |  | 56 | mg/kg | RT | Real totals | 20 - 1500 |  |  | 5 | 7.5
MS1 | Silver-RT |  | 115 | µg/kg | RT | Real totals
MS1 | Bismuth-RT |  | 117 | µg/kg | RT | Real totals
MS1 | Aluminium-AE |  | 31 | % | AE | Acid extractable (So-called totals) | 0.5 - 10 |  |  | 0.01 | 25
MS1 | Arsenic-AE |  | 33 | mg/kg | AE | Acid extractable (So-called totals) | 2 - 50 |  |  | 0.5 | 12.5
MS1 | Barium-AE |  | 89 | mg/kg | AE | Acid extractable (So-called totals) | 50 - 1000 |  |  | 20 | 17.5
MS1 | Cadmium-AE |  | 35 | µg/kg | AE | Acid extractable (So-called totals) | 10 - 5000 |  |  | 25 | 7.5
MS1 | Calcium-AE |  | 97 | g/kg | AE | Acid extractable (So-called totals) | 5 - 100 |  |  | 0.5 | 7.5
MS1 | Cerium-AE |  | 109 | mg/kg | AE | Acid extractable (So-called totals)
MS1 | Cesium-AE |  | 87 | µg/kg | AE | Acid extractable (So-called totals)
MS1 | Chromium-AE |  | 37 | mg/kg | AE | Acid extractable (So-called totals) | 10 - 1000 |  |  | 7.5 | 10
MS1 | Cobalt-AE |  | 101 | mg/kg | AE | Acid extractable (So-called totals) | 1 - 50 |  |  | 0.3 | 10
MS1 | Copper-AE |  | 39 | mg/kg | AE | Acid extractable (So-called totals) | 1 - 500 |  |  | 0.75 | 7.5
MS1 | Gallium-AE |  | 75 | µg/kg | AE | Acid extractable (So-called totals)
MS1 | Iron-AE |  | 41 | % | AE | Acid extractable (So-called totals) | 0.5 - 10 |  |  | 0.1 | 7.5
MS1 | Lead-AE |  | 43 | mg/kg | AE | Acid extractable (So-called totals) | 5 - 500 |  |  | 2.5 | 10
MS1 | Lithium-AE |  | 45 | mg/kg | AE | Acid extractable (So-called totals) | 10 - 100 |  |  | 2 | 12.5
MS1 | Magnesium-AE |  | 59 | mg/kg | AE | Acid extractable (So-called totals) | 2000 - 20000 |  |  | 100 | 10
MS1 | Manganese-AE |  | 47 | mg/kg | AE | Acid extractable (So-called totals) | 100 - 2000 |  |  | 5 | 7.5
MS1 | Mercury-AE |  | 49 | µg/kg | AE | Acid extractable (So-called totals) | 10 - 2500 |  |  | 12.5 | 12.5
MS1 | Molybdenum-AE |  | 107 | mg/kg | AE | Acid extractable (So-called totals) | 2 - 1000 |  |  | 0.01 | 20
MS1 | Nickel-AE |  | 51 | mg/kg | AE | Acid extractable (So-called totals) | 2 - 100 |  |  | 1 | 12.5
MS1 | Phosphorus-AE |  | 61 | mg/kg | AE | Acid extractable (So-called totals) | 100 - 3500 |  |  | 10 | 10
MS1 | Potassium-AE |  | 65 | mg/kg | AE | Acid extractable (So-called totals)
MS1 | Rubidium-AE |  | 103 | mg/kg | AE | Acid extractable (So-called totals) | 10 - 50
MS1 | Scandium-AE |  | 53 | mg/kg | AE | Acid extractable (So-called totals) | 1 - 20
MS1 | Selenium-AE |  | 77 | mg/kg | AE | Acid extractable (So-called totals)
MS1 | Sodium-AE |  | 57 | mg/kg | AE | Acid extractable (So-called totals)
MS1 | Strontium-AE |  | 105 | mg/kg | AE | Acid extractable (So-called totals) | 50 - 500 |  |  | 6 | 10
MS1 | Sulfur-AE |  | 63 | mg/kg | AE | Acid extractable (So-called totals)
MS1 | Tellurium-AE |  | 85 | µg/kg | AE | Acid extractable (So-called totals)
MS1 | Thallium-AE |  | 93 | µg/kg | AE | Acid extractable (So-called totals) | 50 - 1000
MS1 | Titanium-AE |  | 69 | mg/kg | AE | Acid extractable (So-called totals)
MS1 | Uranium-AE |  | 111 | mg/kg | AE | Acid extractable (So-called totals) | 0.2 - 5 |  |  | 0.01 | 15
MS1 | Vanadium-AE |  | 99 | mg/kg | AE | Acid extractable (So-called totals) | 5 - 500 |  |  | 1.5 | 20
MS1 | Zinc-AE |  | 55 | mg/kg | AE | Acid extractable (So-called totals) | 20 - 1500 |  |  | 2.5 | 7.5
MS1 | Silver-AE |  | 114 | µg/kg | AE | Acid extractable (So-called totals)
MS1 | Bismuth-AE |  | 116 | µg/kg | AE | Acid extractable (So-called totals)
MS1 | Inorganic-Carbonate |  | 30 | % | C | Carbon | 0.05 - 10 |  |  | 0.25 | 15
MS1 | TOC |  | 11 | % | C | Carbon |  |  |  | 0.1 | 10
MS1 | Loss on ignition |  | 113 | % | C | Carbon | 0.02 - 10
MS2 | PCB11 |  | 65 | µg/kg | CO | Chlorinated organics
MS2 | PCB18 |  | 34 | µg/kg | CO | Chlorinated organics | 0.1 - 10
MS2 | PCB28 |  | 17 | µg/kg | CO | Chlorinated organics | 0.1 - 100 |  |  | 0.05 | 20
MS2 | PCB28+PCB31 |  | 64 | µg/kg | CO | Chlorinated organics
MS2 | PCB31 |  | 18 | µg/kg | CO | Chlorinated organics | 0.1 - 100 |  |  | 0.05 | 22.5
MS2 | PCB44 |  | 35 | µg/kg | CO | Chlorinated organics | 0.1 - 100
MS2 | PCB47 |  | 36 | µg/kg | CO | Chlorinated organics | 0.1 - 50
MS2 | PCB49 |  | 37 | µg/kg | CO | Chlorinated organics | 0.02 - 100 |  |  | 0.05 | 15
MS2 | PCB52 |  | 19 | µg/kg | CO | Chlorinated organics | 0.1 - 500 |  |  | 0.1 | 25
MS2 | PCB66 |  | 38 | µg/kg | CO | Chlorinated organics | 0.02 - 100 |  |  | 0.02 | 20
MS2 | PCB99 |  | 51 | µg/kg | CO | Chlorinated organics
MS2 | PCB101 |  | 20 | µg/kg | CO | Chlorinated organics | 0.2 - 300 |  |  | 0.15 | 20
MS2 | PCB105 |  | 21 | µg/kg | CO | Chlorinated organics | 0.1 - 50 |  |  | 0.1 | 15
MS2 | PCB107 |  | 52 | µg/kg | CO | Chlorinated organics
MS2 | PCB108 |  | 53 | µg/kg | CO | Chlorinated organics
MS2 | PCB109 |  | 54 | µg/kg | CO | Chlorinated organics
MS2 | PCB110 |  | 39 | µg/kg | CO | Chlorinated organics | 0.1 - 100 |  |  | 0.02 | 20
MS2 | PCB111 |  | 55 | µg/kg | CO | Chlorinated organics
MS2 | PCB112 |  | 56 | µg/kg | CO | Chlorinated organics
MS2 | PCB113 |  | 57 | µg/kg | CO | Chlorinated organics
MS2 | PCB114 |  | 58 | µg/kg | CO | Chlorinated organics
MS2 | PCB118 |  | 22 | µg/kg | CO | Chlorinated organics | 0.1 - 200 |  |  | 0.15 | 15
MS2 | PCB128 |  | 40 | µg/kg | CO | Chlorinated organics | 0.05 - 5 |  |  | 0.05 | 25
MS2 | PCB138 |  | 30 | µg/kg | CO | Chlorinated organics | 0.2 - 50 |  |  | 0.25 | 25
MS2 | PCB138+PCB163 |  | 23 | µg/kg | CO | Chlorinated organics | 0.2 - 50 |  |  | 0.3 | 15
MS2 | PCB141 |  | 46 | µg/kg | CO | Chlorinated organics | 0.05 - 10
MS2 | PCB149 |  | 41 | µg/kg | CO | Chlorinated organics | 0.05 - 100 |  |  | 0.25 | 20
MS2 | PCB151 |  | 47 | µg/kg | CO | Chlorinated organics | 0.1 - 20
MS2 | PCB153 |  | 25 | µg/kg | CO | Chlorinated organics | 0.2 - 100 |  |  | 0.25 | 17.5
MS2 | PCB156 |  | 26 | µg/kg | CO | Chlorinated organics | 0.05 - 5 |  |  | 0.05 | 25
MS2 | PCB158 |  | 45 | µg/kg | CO | Chlorinated organics | 0.1 - 5
MS2 | PCB170 |  | 42 | µg/kg | CO | Chlorinated organics | 0.05 - 10 |  |  | 0.1 | 25
MS2 | PCB180 |  | 27 | µg/kg | CO | Chlorinated organics | 0.1 - 50 |  |  | 0.15 | 25
MS2 | PCB183 |  | 43 | µg/kg | CO | Chlorinated organics | 0.05 - 5
MS2 | PCB187 |  | 44 | µg/kg | CO | Chlorinated organics |  |  |  | 0.1 | 12.5
MS2 | PCB188 |  | 59 | µg/kg | CO | Chlorinated organics | 0.05 - 10
MS2 | PCB194 |  | 48 | µg/kg | CO | Chlorinated organics | 0.02 - 2
MS2 | PCB203 |  | 60 | µg/kg | CO | Chlorinated organics
MS2 | PCB209 |  | 61 | µg/kg | CO | Chlorinated organics
MS2 | Aldrin |  | 66 | µg/kg | CO | Chlorinated organics
MS2 | cis-chlordane |  | 67 | µg/kg | CO | Chlorinated organics
MS2 | trans-chlordane |  | 68 | µg/kg | CO | Chlorinated organics
MS2 | op'-DDT |  | 12 | µg/kg | CO | Chlorinated organics | 0.02 - 250
MS2 | pp'-DDD |  | 7 | µg/kg | CO | Chlorinated organics | 0.1 - 25 |  |  | 0.01 | 25
MS2 | pp'-DDE |  | 5 | µg/kg | CO | Chlorinated organics | 0.1 - 20 |  |  | 0.01 | 25
MS2 | pp'-DDT |  | 6 | µg/kg | CO | Chlorinated organics |  |  |  | 0.1 | 25
MS2 | Deltamethrin |  | 62 | µg/kg | CO | Chlorinated organics
MS2 | Dieldrin |  | 4 | µg/kg | CO | Chlorinated organics | 0.1 - 10
MS2 | Emamectin |  | 50 | µg/kg | CO | Chlorinated organics
MS2 | HCB |  | 8 | µg/kg | CO | Chlorinated organics | 0.05 - 250 |  |  | 0.04 | 25
MS2 | HCBD |  | 14 | µg/kg | CO | Chlorinated organics | 0.02 - 10
MS2 | a-HCH |  | 1 | µg/kg | CO | Chlorinated organics | 0.02 - 1
MS2 | b-HCH |  | 13 | µg/kg | CO | Chlorinated organics | 0.02 - 2
MS2 | d-HCH |  | 29 | µg/kg | CO | Chlorinated organics | 0.02 - 2
MS2 | g-HCH |  | 2 | µg/kg | CO | Chlorinated organics | 0.02 - 2
MS2 | Heptachlor |  | 32 | µg/kg | CO | Chlorinated organics
MS2 | Heptachlor-epoxide (sum) |  | 33 | µg/kg | CO | Chlorinated organics
MS2 | Permethrin |  | 63 | µg/kg | CO | Chlorinated organics
MS2 | Teflubenzuron |  | 49 | µg/kg | CO | Chlorinated organics
MS2 | Transnonachlor |  | 3 | µg/kg | CO | Chlorinated organics | 0.01 - 2
MS2 | TOC |  | 16 | % | C | Carbon | 0.2 - 10 |  |  | 0.1 | 10
MS2 | PN |  | 31 | % | N | Nitrogen |  |  |  | 0.01 | 7.5
MS3 | Acenaphthene |  | 35 | µg/kg | PAH | Polycyclic aromatic hydrocarbons | 0.5 - 2000 |  |  | 1 | 25
MS3 | Acenaphthylene |  | 37 | µg/kg | PAH | Polycyclic aromatic hydrocarbons | 0.5 - 1000 |  |  | 0.2 | 25
MS3 | Anthracene |  | 31 | µg/kg | PAH | Polycyclic aromatic hydrocarbons | 1 - 500 |  |  | 1 | 25
MS3 | Benzo[a]anthracene |  | 17 | µg/kg | PAH | Polycyclic aromatic hydrocarbons | 2 - 1500 |  |  | 3 | 20
MS3 | Benzo[a]fluorene |  | 39 | µg/kg | PAH | Polycyclic aromatic hydrocarbons | 2 - 1000
MS3 | Benzo[a]pyrene |  | 21 | µg/kg | PAH | Polycyclic aromatic hydrocarbons | 2 - 1500 |  |  | 2 | 20
MS3 | Benzo[b]fluoranthene |  | 19 | µg/kg | PAH | Polycyclic aromatic hydrocarbons | 5 - 1500 |  |  | 2.5 | 25
MS3 | Benzo[e]pyrene |  | 5 | µg/kg | PAH | Polycyclic aromatic hydrocarbons | 2 - 1500 |  |  | 1 | 20
MS3 | Benzo[g,h,i]perylene |  | 13 | µg/kg | PAH | Polycyclic aromatic hydrocarbons | 2 - 1500 |  |  | 0.75 | 22.5
MS3 | Benzo[k]fluoranthene |  | 29 | µg/kg | PAH | Polycyclic aromatic hydrocarbons | 2 - 1000 |  |  | 0.75 | 22.5
MS3 | Chrysene + Triphenylene |  | 1 | µg/kg | PAH | Polycyclic aromatic hydrocarbons | 2 - 3000 |  |  | 1 | 20
MS3 | Chrysene |  | 47 | µg/kg | PAH | Polycyclic aromatic hydrocarbons | 2 - 1500 |  |  | 2 | 22.5
MS3 | Dibenz[a,h]anthracene |  | 27 | µg/kg | PAH | Polycyclic aromatic hydrocarbons | 0.5 - 500 |  |  | 0.25 | 25
MS3 | Dibenzo[a,i]pyrene |  | 46 | µg/kg | PAH | Polycyclic aromatic hydrocarbons
MS3 | Dibenzothiophene |  | 40 | µg/kg | PAH | Polycyclic aromatic hydrocarbons | 0.5 - 200 |  |  | 1 | 25
MS3 | Fluoranthene |  | 15 | µg/kg | PAH | Polycyclic aromatic hydrocarbons | 5 - 4000 |  |  | 1 | 20
MS3 | Fluorene |  | 33 | µg/kg | PAH | Polycyclic aromatic hydrocarbons | 0.5 - 1000 |  |  | 1.5 | 25
MS3 | Indeno[1,2,3-cd]pyrene |  | 7 | µg/kg | PAH | Polycyclic aromatic hydrocarbons | 2 - 1500 |  |  | 1 | 25
MS3 | Naphthalene |  | 25 | µg/kg | PAH | Polycyclic aromatic hydrocarbons | 2 - 4000 |  |  | 3 | 25
MS3 | Perylene |  | 44 | µg/kg | PAH | Polycyclic aromatic hydrocarbons | 2 - 500 |  |  | 1 | 25
MS3 | Phenanthrene |  | 9 | µg/kg | PAH | Polycyclic aromatic hydrocarbons | 5 - 3000 |  |  | 3 | 20
MS3 | Triphenylene |  | 45 | µg/kg | PAH | Polycyclic aromatic hydrocarbons | 1 - 3000 |  |  | 1 | 20
MS3 | Pyrene |  | 11 | µg/kg | PAH | Polycyclic aromatic hydrocarbons | 2 - 4000 |  |  | 2 | 17.5
MS3 | Benzofluoranthenes (a+b+j+k) |  | 48 | µg/kg | PAH | Polycyclic aromatic hydrocarbons
MS3 | Benzofluoranthenes (b+j) |  | 49 | µg/kg | PAH | Polycyclic aromatic hydrocarbons |  |  |  | 15 | 15
MS3 | 1-methylpyrene |  | 43 | µg/kg | PAH | Polycyclic aromatic hydrocarbons | 0.5 - 500
MS3 | 1-methylphenanthrene |  | 90 | µg/kg | PAH | Polycyclic aromatic hydrocarbons
MS3 | 2-methylphenanthrene |  | 42 | µg/kg | PAH | Polycyclic aromatic hydrocarbons | 1 - 1000 |  |  | 2 | 20
MS3 | 1-methylanthracene |  | 91 | µg/kg | PAH | Polycyclic aromatic hydrocarbons
MS3 | 2,3-dimethylnaphthalene |  | 98 | µg/kg | PAH | Polycyclic aromatic hydrocarbons
MS3 | 2-methylanthracene |  | 92 | µg/kg | PAH | Polycyclic aromatic hydrocarbons
MS3 | 3-6-dimethylphenanthrene |  | 41 | µg/kg | PAH | Polycyclic aromatic hydrocarbons | 0.5 - 500
MS3 | 1-methylnaphtalene |  | 93 | µg/kg | PAH | Polycyclic aromatic hydrocarbons
MS3 | 2-methylnaphtalene |  | 94 | µg/kg | PAH | Polycyclic aromatic hydrocarbons
MS3 | 1,2-benzodihenylene sulfide |  | 95 | µg/kg | PAH | Polycyclic aromatic hydrocarbons
MS3 | Biphenyl |  | 97 | µg/kg | PAH | Polycyclic aromatic hydrocarbons
MS3 | C1-phenanthr.+anthrac. |  | 74 | µg/kg | PAH | Polycyclic aromatic hydrocarbons |  |  |  | 5 | 25
MS3 | C2-phenanthr.+anthrac. |  | 75 | µg/kg | PAH | Polycyclic aromatic hydrocarbons |  |  |  | 5 | 25
MS3 | C3-phenanthr.+anthrac. |  | 76 | µg/kg | PAH | Polycyclic aromatic hydrocarbons
MS3 | C1-pyrenes+fluoranthenes |  | 77 | µg/kg | PAH | Polycyclic aromatic hydrocarbons
MS3 | C2-pyrenes+fluoranthenes |  | 78 | µg/kg | PAH | Polycyclic aromatic hydrocarbons
MS3 | C1-chrysenes |  | 79 | µg/kg | PAH | Polycyclic aromatic hydrocarbons
MS3 | C2-chrysenes |  | 80 | µg/kg | PAH | Polycyclic aromatic hydrocarbons
MS3 | C1-benzofluoranthenes |  | 81 | µg/kg | PAH | Polycyclic aromatic hydrocarbons
MS3 | C1-naphtalenes |  | 83 | µg/kg | PAH | Polycyclic aromatic hydrocarbons |  |  |  | 0.5 | 25
MS3 | C2-naphtalenes |  | 84 | µg/kg | PAH | Polycyclic aromatic hydrocarbons
MS3 | C3-napthalenes |  | 85 | µg/kg | PAH | Polycyclic aromatic hydrocarbons
MS3 | C1-phenanthrenes |  | 86 | µg/kg | PAH | Polycyclic aromatic hydrocarbons
MS3 | C1-dibenzothiophenes |  | 87 | µg/kg | PAH | Polycyclic aromatic hydrocarbons
MS3 | C2-dibenzothiophenes |  | 88 | µg/kg | PAH | Polycyclic aromatic hydrocarbons
MS3 | C3-dibenzothiophenes |  | 89 | µg/kg | PAH | Polycyclic aromatic hydrocarbons
MS3 | Total petroleum hydrocarbons |  | 96 | mg/kg | TPH | Total petroleum hydrocarbons
MS3 | TOC |  | 23 | % | C | Carbon | 0.2 - 10 |  |  | 0.1 | 10
MS3 | PN |  | 82 | % | N | Nitrogen |  |  |  | 0.01 | 7.5
MS6 | Monobutyltin (MBT) |  | 15 | µg Sn/kg | O | Organometals | 1 - 5000 |  |  | 0.5 | 25
MS6 | Dibutyltin (DBT) |  | 14 | µg Sn/kg | O | Organometals | 1 - 5000 |  |  | 0.4 | 25
MS6 | Tributyltin (TBT) |  | 13 | µg Sn/kg | O | Organometals | 1 - 5000 |  |  | 0.3 | 25
MS6 | Monophenyltin (MPhT) |  | 18 | µg Sn/kg | O | Organometals | 0.1 - 200
MS6 | Diphenyltin (DPhT) |  | 17 | µg Sn/kg | O | Organometals | 0.1 - 200
MS6 | Triphenyltin (TPhT) |  | 16 | µg Sn/kg | O | Organometals | 0.1 - 200
MS7 | BDE028 |  | 1 | µg/kg | B | Brominated Flame Retardants | 0.01 - 2 |  |  | 0.01 | 25
MS7 | BDE047 |  | 2 | µg/kg | B | Brominated Flame Retardants | 0.1 - 20 |  |  | 0.04 | 22.5
MS7 | BDE49 |  | 19 | µg/kg | B | Brominated Flame Retardants
MS7 | BDE66 |  | 15 | µg/kg | B | Brominated Flame Retardants | 0.01 - 10
MS7 | BDE85 |  | 16 | µg/kg | B | Brominated Flame Retardants | 0.01 - 10
MS7 | BDE099 |  | 3 | µg/kg | B | Brominated Flame Retardants | 0.1 - 50 |  |  | 0.02 | 25
MS7 | BDE100 |  | 4 | µg/kg | B | Brominated Flame Retardants | 0.01 - 10 |  |  | 0.01 | 25
MS7 | BDE126 |  | 18 | µg/kg | B | Brominated Flame Retardants
MS7 | BDE153 |  | 5 | µg/kg | B | Brominated Flame Retardants | 0.02 - 5 |  |  | 0.02 | 25
MS7 | BDE154 |  | 6 | µg/kg | B | Brominated Flame Retardants | 0.01 - 5 |  |  | 0.03 | 25
MS7 | BDE183 |  | 7 | µg/kg | B | Brominated Flame Retardants | 0.02 - 5
MS7 | BDE209 |  | 8 | µg/kg | B | Brominated Flame Retardants | 2 - 2000 |  |  | 0.5 | 22.5
MS7 | a-HBCD |  | 12 | µg/kg | B | Brominated Flame Retardants
MS7 | b-HBCD |  | 13 | µg/kg | B | Brominated Flame Retardants
MS7 | g-HBCD |  | 14 | µg/kg | B | Brominated Flame Retardants | 0.01 - 20
MS7 | total HBCD |  | 9 | µg/kg | B | Brominated Flame Retardants | 20 - 1000
MS7 | TBBP-A |  | 10 | µg/kg | B | Brominated Flame Retardants
MS7 | Dimethyl-TBBP-A |  | 11 | µg/kg | B | Brominated Flame Retardants
MS8 | n-PFOS |  | 1 | µg/kg | P | Perfluorinated alkyl substances | 0.05 - 2 |  |  | 0.02 | 20
MS8 | total-PFOS |  | 21 | µg/kg | p | Perfluorinated alkyl substances | 0.05 - 2 |  |  | 0.05 | 17.5
MS8 | PFOSA |  | 2 | µg/kg | P | Perfluorinated alkyl substances | 0.01 - 1
MS8 | PFDS |  | 3 | µg/kg | P | Perfluorinated alkyl substances
MS8 | PFBA |  | 4 | µg/kg | P | Perfluorinated alkyl substances
MS8 | PFPeA |  | 5 | µg/kg | P | Perfluorinated alkyl substances
MS8 | PFHxA |  | 6 | µg/kg | P | Perfluorinated alkyl substances
MS8 | PFHpA |  | 7 | µg/kg | P | Perfluorinated alkyl substances
MS8 | PFOA |  | 8 | µg/kg | P | Perfluorinated alkyl substances |  |  |  | 0.02 | 15
MS8 | PFNA |  | 9 | µg/kg | P | Perfluorinated alkyl substances
MS8 | PFDA |  | 10 | µg/kg | P | Perfluorinated alkyl substances |  |  |  | 0.02 | 15
MS8 | PFUnDA |  | 11 | µg/kg | P | Perfluorinated alkyl substances | 0.001 - 1 |  |  | 0.02 | 15
MS8 | PFDoA |  | 12 | µg/kg | P | Perfluorinated alkyl substances | 0.001 - 0.1 |  |  | 0.02 | 15
MS8 | PFTrDA |  | 13 | µg/kg | P | Perfluorinated alkyl substances | 0.01 - 0.1
MS8 | PFTeDA |  | 14 | µg/kg | P | Perfluorinated alkyl substances | 0.001 - 1
MS8 | n-PFBS |  | 15 | µg/kg | P | Perfluorinated alkyl substances
MS8 | total-PFBS |  | 26 | µg/kg | P | Perfluorinated alkyl substances
MS8 | n-PFHxS |  | 16 | µg/kg | P | Perfluorinated alkyl substances
MS8 | total-PFHxS |  | 27 | µg/kg | P | Perfluorinated alkyl substances
MS8 | total-PFHpS |  | 28 | µg/kg | P | Perfluorinated alkyl substances
MS8 | n-PFHps |  | 17 | µg/kg | P | Perfluorinated alkyl substances
MS8 | PFODA |  | 18 | µg/kg | P | Perfluorinated alkyl substances
MS8 | PFBSA |  | 22 | µg/kg | p | Perfluorinated alkyl substances
MS8 | PFHxSA |  | 23 | µg/kg | p | Perfluorinated alkyl substances
MS8 | NMeFOSAA |  | 24 | µg/kg | p | Perfluorinated alkyl substances
MS8 | NEtFOSAA |  | 25 | µg/kg | p | Perfluorinated alkyl substances
MS8 | GenX |  | 19 | µg/kg | P | Perfluorinated alkyl substances
MS8 | F-53B |  | 20 | µg/kg | p | Perfluorinated alkyl substances
MS8 | PFPeS |  | 29 | µg/kg | P | Perfluorinated alkyl substances
MS8 | ADONA |  | 30 | µg/kg | P | Perfluorinated alkyl substances
MS8 | 6:2FTOH |  | 31 | µg/kg | P | Perfluorinated alkyl substances
MS8 | 8:2FTOH |  | 32 | µg/kg | P | Perfluorinated alkyl substances
MS8 | C604 |  | 33 | µg/kg | P | Perfluorinated alkyl substances

## Determinands_Rangenames
program | RangeNr | RangeName
AQ1 | 1 | Seawater
AQ1 | 2 | Seawater (spiked)
AQ10 | 1 | Seawater
AQ11 | 1 | Filtered Residues
AQ12 | 1 | Seawater (spiked)
AQ13 | 1 | Seawater (sediment spiked)
AQ13 | 2 | Seawater (spiked)
AQ13 | 3 | Low Salinity Seawater (spiked)
AQ14 | 1 | Seawater (spiked)
AQ15 | 1 | Seawater (spiked)
AQ2 | 1 | Estuarine water (spiked)
AQ2 | 2 | Low salinity open water (spiked)
AQ3 | 1 | Low Salinity Seawater (spiked)
AQ3 | 2 | Seawater (spiked)
AQ4 | 1 | Low Salinity Seawater (spiked)
AQ4 | 2 | Seawater (spiked)
AQ5 | 1 | Low Salinity Seawater (spiked)
AQ5 | 2 | Seawater (spiked)
AQ6 | 1 | Seawater (spiked)
AQ7 | 1 | Seawater (spiked)
AQ8 | 1 | Low salinity Seawater (spiked)
AQ8 | 2 | Seawater (spiked)
AQ9 | 1 | Seawater
BE1 | 1 | concentration range
BT1 | 1 | Fish Liver Tissue
BT1 | 2 | Fish Muscle Tissue
BT1 | 3 | Shellfish Tissue
BT10 | 1 | Biota
BT11 | 1 | concentration range
BT12 | 1 | concentration range
BT13 | 1 | concentration range
BT2 | 1 | Fish Liver tissue and Freshwater Fish
BT2 | 2 | Fish Muscle Tissue
BT2 | 3 | Shellfish Tissue
BT4 | 1 | Shellfish Tissue
BT7 | 1 | Shellfish Tissue
BT8 | 1 | Biota
BT9 | 1 | Biota
DE13 | 1 | concentration range
DE16 | 1 | concentration range
DE17 | 1 | concentration range
DE18 | 1 | concentration range
FW1 | 1 | concentration range
FW2 | 1 | concentration range
FW3 | 1 | concentration range
FW4 | 1 | concentration range
FW5 | 1 | concentration range
MS1 | 1 | Sediment
MS2 | 1 | Sediment
MS3 | 1 | Sediment
MS4 | 1 | Sediment
MS5 | 1 | Sediment
MS6 | 1 | Sediment
MS7 | 1 | Sediment
MS8 | 1 | Sediment